## DAS FTK
Title: Appendix II to Annex 5 - FY12_13 Radio Pricing Schedule
Project/Site:
Scope/Configuration:
S/N | Full Name |  |  |  |  | UoM | Short Name | Material | Quantity | Gross Price (S$) |  | Incentive | Net Price (S$)
| Type | CAS/STK | Size | SIMO/MIMO | Product Code |  |  |  |  | Unit | Total |  | Unit | Total
DAS.1 | 2200 CAS
DAS.1.1 | 2200 | CAS | Small | SIMO only | (2961-737) | lot | Infra - 2200 CAS Sma SIMO onl [DAS.1.1] | Infra |  | 96848 | 0 | 0 |  | 0
DAS.1.2 | 2200 | CAS | Small | SIMO to MIMO Retrofit | (2961-737) | lot | Infra - 2200 CAS Sma SIMO to [DAS.1.2] | Infra |  | 37055 | 0 | 0 |  | 0
DAS.1.3 | 2200 | CAS | Small | Full MIMO | (2961-737) | lot | Infra - 2200 CAS Sma Full MIM [DAS.1.3] | Infra |  | 133903 | 0 | 0 |  | 0
DAS.1.4 | 2200 | CAS | Medium | SIMO only | (2961-737) | lot | Infra - 2200 CAS Med SIMO onl [DAS.1.4] | Infra |  | 119566 | 0 | 0 |  | 0
DAS.1.5 | 2200 | CAS | Medium | SIMO to MIMO Retrofit | (2961-737) | lot | Infra - 2200 CAS Med SIMO to [DAS.1.5] | Infra |  | 69702 | 0 | 0 |  | 0
DAS.1.6 | 2200 | CAS | Medium | Full MIMO | (2961-737) | lot | Infra - 2200 CAS Med Full MIM [DAS.1.6] | Infra |  | 189268 | 0 | 0 |  | 0
DAS.1.7 | 2200 | CAS | Large | SIMO only | (2961-737) | lot | Infra - 2200 CAS Lar SIMO onl [DAS.1.7] | Infra |  | 204658 | 0 | 0 |  | 0
DAS.1.8 | 2200 | CAS | Large | SIMO to MIMO Retrofit | (2961-737) | lot | Infra - 2200 CAS Lar SIMO to [DAS.1.8] | Infra |  | 145069 | 0 | 0 |  | 0
DAS.1.9 | 2200 | CAS | Large | Full MIMO | (2961-737) | lot | Infra - 2200 CAS Lar Full MIM [DAS.1.9] | Infra |  | 349728 | 0 | 0 |  | 0
DAS.1.10 | 2200 | CAS | Mega | SIMO only | (2961-737) | lot | Infra - 2200 CAS Meg SIMO onl [DAS.1.10] | Infra |  | 443881 | 0 | 0 |  | 0
DAS.1.11 | 2200 | CAS | Mega | SIMO to MIMO Retrofit | (2961-737) | lot | Infra - 2200 CAS Meg SIMO to [DAS.1.11] | Infra |  | 389914 | 0 | 0 |  | 0
DAS.1.12 | 2200 | CAS | Mega | Full MIMO | (2961-737) | lot | Infra - 2200 CAS Meg Full MIM [DAS.1.12] | Infra |  | 833795 | 0 | 0 |  | 0
DAS.2 | 2200 STK
DAS.2.1 | 2200 | STK | Small | SIMO only | (2961-737) | lot | Infra - 2200 STK Sma SIMO onl [DAS.2.1] | Infra |  | 65735 | 0 | 0 |  | 0
DAS.2.2 | 2200 | STK | Small | SIMO to MIMO Retrofit | (2961-737) | lot | Infra - 2200 STK Sma SIMO to [DAS.2.2] | Infra |  | 47355 | 0 | 0 |  | 0
DAS.2.3 | 2200 | STK | Small | Full MIMO | (2961-737) | lot | Infra - 2200 STK Sma Full MIM [DAS.2.3] | Infra |  | 113090 | 0 | 0 |  | 0
DAS.2.4 | 2200 | STK | Medium | SIMO only | (2961-737) | lot | Infra - 2200 STK Med SIMO onl [DAS.2.4] | Infra |  | 73430 | 0 | 0 |  | 0
DAS.2.5 | 2200 | STK | Medium | SIMO to MIMO Retrofit | (2961-737) | lot | Infra - 2200 STK Med SIMO to [DAS.2.5] | Infra |  | 75799 | 0 | 0 |  | 0
DAS.2.6 | 2200 | STK | Medium | Full MIMO | (2961-737) | lot | Infra - 2200 STK Med Full MIM [DAS.2.6] | Infra |  | 149228 | 0 | 0 |  | 0
DAS.2.7 | 2200 | STK | Large | SIMO only | (2961-737) | lot | Infra - 2200 STK Lar SIMO onl [DAS.2.7] | Infra |  | 119518 | 0 | 0 |  | 0
DAS.2.8 | 2200 | STK | Large | SIMO to MIMO Retrofit | (2961-737) | lot | Infra - 2200 STK Lar SIMO to [DAS.2.8] | Infra |  | 164672 | 0 | 0 |  | 0
DAS.2.9 | 2200 | STK | Large | Full MIMO | (2961-737) | lot | Infra - 2200 STK Lar Full MIM [DAS.2.9] | Infra |  | 284191 | 0 | 0 |  | 0
DAS.2.10 | 2200 | STK | Mega | SIMO only | (2961-737) | lot | Infra - 2200 STK Meg SIMO onl [DAS.2.10] | Infra |  | 212813 | 0 | 0 |  | 0
DAS.2.11 | 2200 | STK | Mega | SIMO to MIMO Retrofit | (2961-737) | lot | Infra - 2200 STK Meg SIMO to [DAS.2.11] | Infra |  | 347769 | 0 | 0 |  | 0
DAS.2.12 | 2200 | STK | Mega | Full MIMO | (2961-737) | lot | Infra - 2200 STK Meg Full MIM [DAS.2.12] | Infra |  | 560581 | 0 | 0 |  | 0
DAS.3 | 2500 CAS
DAS.3.1 | 2500 | CAS | Small | SIMO only | (2961-737) | lot | Infra - 2500 CAS Sma SIMO onl [DAS.3.1] | Infra |  | 83203 | 0 | 0 |  | 0
DAS.3.2 | 2500 | CAS | Small | SIMO to MIMO Retrofit | (2961-737) | lot | Infra - 2500 CAS Sma SIMO to [DAS.3.2] | Infra |  | 35752 | 0 | 0 |  | 0
DAS.3.3 | 2500 | CAS | Small | Full MIMO | (2961-737) | lot | Infra - 2500 CAS Sma Full MIM [DAS.3.3] | Infra |  | 118956 | 0 | 0 |  | 0
DAS.3.4 | 2500 | CAS | Medium | SIMO only | (2961-737) | lot | Infra - 2500 CAS Med SIMO onl [DAS.3.4] | Infra |  | 118324 | 0 | 0 |  | 0
DAS.3.5 | 2500 | CAS | Medium | SIMO to MIMO Retrofit | (2961-737) | lot | Infra - 2500 CAS Med SIMO to [DAS.3.5] | Infra |  | 71795 | 0 | 0 |  | 0
DAS.3.6 | 2500 | CAS | Medium | Full MIMO | (2961-737) | lot | Infra - 2500 CAS Med Full MIM [DAS.3.6] | Infra |  | 190119 | 0 | 0 |  | 0
DAS.3.7 | 2500 | CAS | Large | SIMO only | (2961-737) | lot | Infra - 2500 CAS Lar SIMO onl [DAS.3.7] | Infra |  | 194457 | 0 | 0 |  | 0
DAS.3.8 | 2500 | CAS | Large | SIMO to MIMO Retrofit | (2961-737) | lot | Infra - 2500 CAS Lar SIMO to [DAS.3.8] | Infra |  | 147351 | 0 | 0 |  | 0
DAS.3.9 | 2500 | CAS | Large | Full MIMO | (2961-737) | lot | Infra - 2500 CAS Lar Full MIM [DAS.3.9] | Infra |  | 341808 | 0 | 0 |  | 0
DAS.3.10 | 2500 | CAS | Mega | SIMO only | (2961-737) | lot | Infra - 2500 CAS Meg SIMO onl [DAS.3.10] | Infra |  | 433838 | 0 | 0 |  | 0
DAS.3.11 | 2500 | CAS | Mega | SIMO to MIMO Retrofit | (2961-737) | lot | Infra - 2500 CAS Meg SIMO to [DAS.3.11] | Infra |  | 390923 | 0 | 0 |  | 0
DAS.3.12 | 2500 | CAS | Mega | Full MIMO | (2961-737) | lot | Infra - 2500 CAS Meg Full MIM [DAS.3.12] | Infra |  | 824761 | 0 | 0 |  | 0
DAS.4 | 2500 STK
DAS.4.1 | 2500 | STK | Small | SIMO only | (2961-737) | lot | Infra - 2500 STK Sma SIMO onl [DAS.4.1] | Infra |  | 58310 | 0 | 0 |  | 0
DAS.4.2 | 2500 | STK | Small | SIMO to MIMO Retrofit | (2961-737) | lot | Infra - 2500 STK Sma SIMO to [DAS.4.2] | Infra |  | 40556 | 0 | 0 |  | 0
DAS.4.3 | 2500 | STK | Small | Full MIMO | (2961-737) | lot | Infra - 2500 STK Sma Full MIM [DAS.4.3] | Infra |  | 98865 | 0 | 0 |  | 0
DAS.4.4 | 2500 | STK | Medium | SIMO only | (2961-737) | lot | Infra - 2500 STK Med SIMO onl [DAS.4.4] | Infra |  | 73814 | 0 | 0 |  | 0
DAS.4.5 | 2500 | STK | Medium | SIMO to MIMO Retrofit | (2961-737) | lot | Infra - 2500 STK Med SIMO to [DAS.4.5] | Infra |  | 78642 | 0 | 0 |  | 0
DAS.4.6 | 2500 | STK | Medium | Full MIMO | (2961-737) | lot | Infra - 2500 STK Med Full MIM [DAS.4.6] | Infra |  | 152455 | 0 | 0 |  | 0
DAS.4.7 | 2500 | STK | Large | SIMO only | (2961-737) | lot | Infra - 2500 STK Lar SIMO onl [DAS.4.7] | Infra |  | 115036 | 0 | 0 |  | 0
DAS.4.8 | 2500 | STK | Large | SIMO to MIMO Retrofit | (2961-737) | lot | Infra - 2500 STK Lar SIMO to [DAS.4.8] | Infra |  | 159915 | 0 | 0 |  | 0
DAS.4.9 | 2500 | STK | Large | Full MIMO | (2961-737) | lot | Infra - 2500 STK Lar Full MIM [DAS.4.9] | Infra |  | 274951 | 0 | 0 |  | 0
DAS.4.10 | 2500 | STK | Mega | SIMO only | (2961-737) | lot | Infra - 2500 STK Meg SIMO onl [DAS.4.10] | Infra |  | 183294 | 0 | 0 |  | 0
DAS.4.11 | 2500 | STK | Mega | SIMO to MIMO Retrofit | (2961-737) | lot | Infra - 2500 STK Meg SIMO to [DAS.4.11] | Infra |  | 287901 | 0 | 0 |  | 0
DAS.4.12 | 2500 | STK | Mega | Full MIMO | (2961-737) | lot | Infra - 2500 STK Meg Full MIM [DAS.4.12] | Infra |  | 471195 | 0 | 0 |  | 0
DAS.5 | 2700 CAS
DAS.5.1 | 2700 | CAS | Small | SIMO only | (2961-737) | lot | Infra - 2700 CAS Sma SIMO onl [DAS.5.1] | Infra |  | 78000 | 0 | 0 |  | 0
DAS.5.2 | 2700 | CAS | Small | SIMO to MIMO Retrofit | (2961-737) | lot | Infra - 2700 CAS Sma SIMO to [DAS.5.2] | Infra |  | 36197 | 0 | 0 |  | 0
DAS.5.3 | 2700 | CAS | Small | Full MIMO | (2961-737) | lot | Infra - 2700 CAS Sma Full MIM [DAS.5.3] | Infra |  | 114197 | 0 | 0 |  | 0
DAS.5.4 | 2700 | CAS | Medium | SIMO only | (2961-737) | lot | Infra - 2700 CAS Med SIMO onl [DAS.5.4] | Infra |  | 116716 | 0 | 0 |  | 0
DAS.5.5 | 2700 | CAS | Medium | SIMO to MIMO Retrofit | (2961-737) | lot | Infra - 2700 CAS Med SIMO to [DAS.5.5] | Infra |  | 73980 | 0 | 0 |  | 0
DAS.5.6 | 2700 | CAS | Medium | Full MIMO | (2961-737) | lot | Infra - 2700 CAS Med Full MIM [DAS.5.6] | Infra |  | 190696 | 0 | 0 |  | 0
DAS.5.7 | 2700 | CAS | Large | SIMO only | (2961-737) | lot | Infra - 2700 CAS Lar SIMO onl [DAS.5.7] | Infra |  | 182536 | 0 | 0 |  | 0
DAS.5.8 | 2700 | CAS | Large | SIMO to MIMO Retrofit | (2961-737) | lot | Infra - 2700 CAS Lar SIMO to [DAS.5.8] | Infra |  | 138101 | 0 | 0 |  | 0
DAS.5.9 | 2700 | CAS | Large | Full MIMO | (2961-737) | lot | Infra - 2700 CAS Lar Full MIM [DAS.5.9] | Infra |  | 320637 | 0 | 0 |  | 0
DAS.5.10 | 2700 | CAS | Mega | SIMO only | (2961-737) | lot | Infra - 2700 CAS Meg SIMO onl [DAS.5.10] | Infra |  | 482761 | 0 | 0 |  | 0
DAS.5.11 | 2700 | CAS | Mega | SIMO to MIMO Retrofit | (2961-737) | lot | Infra - 2700 CAS Meg SIMO to [DAS.5.11] | Infra |  | 444392 | 0 | 0 |  | 0
DAS.5.12 | 2700 | CAS | Mega | Full MIMO | (2961-737) | lot | Infra - 2700 CAS Meg Full MIM [DAS.5.12] | Infra |  | 927153 | 0 | 0 |  | 0
DAS.6 | 2700 STK
DAS.6.1 | 2700 | STK | Small | SIMO only | (2961-737) | lot | Infra - 2700 STK Sma SIMO onl [DAS.6.1] | Infra |  | 60180 | 0 | 0 |  | 0
DAS.6.2 | 2700 | STK | Small | SIMO to MIMO Retrofit | (2961-737) | lot | Infra - 2700 STK Sma SIMO to [DAS.6.2] | Infra |  | 37753 | 0 | 0 |  | 0
DAS.6.3 | 2700 | STK | Small | Full MIMO | (2961-737) | lot | Infra - 2700 STK Sma Full MIM [DAS.6.3] | Infra |  | 97934 | 0 | 0 |  | 0
DAS.6.4 | 2700 | STK | Medium | SIMO only | (2961-737) | lot | Infra - 2700 STK Med SIMO onl [DAS.6.4] | Infra |  | 71957 | 0 | 0 |  | 0
DAS.6.5 | 2700 | STK | Medium | SIMO to MIMO Retrofit | (2961-737) | lot | Infra - 2700 STK Med SIMO to [DAS.6.5] | Infra |  | 79020 | 0 | 0 |  | 0
DAS.6.6 | 2700 | STK | Medium | Full MIMO | (2961-737) | lot | Infra - 2700 STK Med Full MIM [DAS.6.6] | Infra |  | 150977 | 0 | 0 |  | 0
DAS.6.7 | 2700 | STK | Large | SIMO only | (2961-737) | lot | Infra - 2700 STK Lar SIMO onl [DAS.6.7] | Infra |  | 92155 | 0 | 0 |  | 0
DAS.6.8 | 2700 | STK | Large | SIMO to MIMO Retrofit | (2961-737) | lot | Infra - 2700 STK Lar SIMO to [DAS.6.8] | Infra |  | 135821 | 0 | 0 |  | 0
DAS.6.9 | 2700 | STK | Large | Full MIMO | (2961-737) | lot | Infra - 2700 STK Lar Full MIM [DAS.6.9] | Infra |  | 227976 | 0 | 0 |  | 0
DAS.6.10 | 2700 | STK | Mega | SIMO only | (2961-737) | lot | Infra - 2700 STK Meg SIMO onl [DAS.6.10] | Infra |  | 235053 | 0 | 0 |  | 0
DAS.6.11 | 2700 | STK | Mega | SIMO to MIMO Retrofit | (2961-737) | lot | Infra - 2700 STK Meg SIMO to [DAS.6.11] | Infra |  | 557803 | 0 | 0 |  | 0
DAS.6.12 | 2700 | STK | Mega | Full MIMO | (2961-737) | lot | Infra - 2700 STK Meg Full MIM [DAS.6.12] | Infra |  | 792855 | 0 | 0 |  | 0
Gross Total for Hardware and Software
Total Incentives, excluding Enhanced Payment Terms Incentive
Enhanced Payment Terms Incentive (7%)
Net Total for Hardware and Software after all incentives
Gross Total for Services
Total Incentives, excluding Enhanced Payment Terms Incentive
Enhanced Payment Terms Incentive (7%)
Net Total for Services after all incentives
Grand Net Total after all incentives

## DAS Sectorisation
Title: Appendix II to Annex 5 - FY12_13 Radio Pricing Schedule
Project/Site:
Scope/Configuration:
S/N | Full Name |  | UoM | Short Name | Material | Quantity | Gross Price (S$) |  | Incentive | Net Price (S$)
| Description | Product Code |  |  |  |  | Unit | Total |  | Unit | Total
D.S.1 | RF FEEDER (Supply & Install) [Support from 800 to 2700MHz]
D.S.1.1 | RF feeder - 1/2", per m | (2961-737) | unit | Infra - RF feeder - 1/2", pe [D.S.1.1] | Infra |  | 21 | 0 | 0 |  | 0
D.S.1.2 | RF feeder - 7/8", per m | (2961-737) | unit | Infra - RF feeder - 7/8", pe [D.S.1.2] | Infra |  | 30 | 0 | 0 |  | 0
D.S.1.3 | RF feeder - 1 1/4", per m | (2961-737) | unit | Infra - RF feeder - 1 1/4", [D.S.1.3] | Infra |  | 45 | 0 | 0 |  | 0
D.S.1.4 | RF feeder - 1 5/8", per m | (2961-737) | unit | Infra - RF feeder - 1 5/8", [D.S.1.4] | Infra |  | 61 | 0 | 0 |  | 0
D.S.1.5 | Jumper cables include connectors both ends (Air 214 Jumper), NM-NM, per m | (2961-737) | unit | Infra - Jumper cables includ [D.S.1.5] | Infra |  | 45 | 0 | 0 |  | 0
D.S.2 | CONNECTORS (Supply and Install) [Support from 800 to 2700MHz]
D.S.2.1 | RF Connector - 1/2" - NM | (2961-737) | piece | Infra - RF Connector - 1/2" [D.S.2.1] | Infra |  | 22 | 0 | 0 |  | 0
D.S.2.2 | RF Connector - 7/8" - NM | (2961-737) | piece | Infra - RF Connector - 7/8" [D.S.2.2] | Infra |  | 30 | 0 | 0 |  | 0
D.S.2.3 | RF Connector - 1 1/4" - NM | (2961-737) | piece | Infra - RF Connector - 1 1/4 [D.S.2.3] | Infra |  | 94 | 0 | 0 |  | 0
D.S.2.4 | RF Connector - 1 5/8" - NM | (2961-737) | piece | Infra - RF Connector - 1 5/8 [D.S.2.4] | Infra |  | 127 | 0 | 0 |  | 0
D.S.2.5 | L - angle adaptor NM - NF | (2961-737) | piece | Infra - L - angle adaptor NM [D.S.2.5] | Infra |  | 57 | 0 | 0 |  | 0
D.S.2.6 | 7/16" DIN male connector for 1/2" | (2961-737) | piece | Infra - 7/16" DIN male conne [D.S.2.6] | Infra |  | 38 | 0 | 0 |  | 0
D.S.3 | Antenna (Supply & Install) [Support from 800 to 2700MHz]
D.S.3.1 | Tri-band Omni Antenna | (2961-737) | piece | Infra - Tri-band Omni Antenn [D.S.3.1] | Infra |  | 89 | 0 | 0 |  | 0
D.S.3.2 | Tri-band Panel Antenna | (2961-737) | piece | Infra - Tri-band Panel Anten [D.S.3.2] | Infra |  | 114 | 0 | 0 |  | 0
D.S.4 | SPLITTERS (Supply & Install) [Support from 800 to 2700MHz]
D.S.4.1 | 2 way power splitter (50W) | (2961-737) | piece | Infra - 2 way power splitter [D.S.4.1] | Infra |  | 70 | 0 | 0 |  | 0
D.S.4.2 | 3 way power splitter (50W) | (2961-737) | piece | Infra - 3 way power splitter [D.S.4.2] | Infra |  | 79 | 0 | 0 |  | 0
D.S.4.3 | 4 way power splitter (50W) | (2961-737) | piece | Infra - 4 way power splitter [D.S.4.3] | Infra |  | 96 | 0 | 0 |  | 0
D.S.5 | COUPLERS (Supply & Install)[Support from 800 to 2700MHz]
D.S.5.1 | 6 dB Coupler (200W) | (2961-737) | piece | Infra - 6 dB Coupler (200W) [D.S.5.1] | Infra |  | 89 | 0 | 0 |  | 0
D.S.5.2 | 8 dB Coupler (200W) | (2961-737) | piece | Infra - 8 dB Coupler (200W) [D.S.5.2] | Infra |  | 89 | 0 | 0 |  | 0
D.S.5.3 | 10 dB Coupler (200W) | (2961-737) | piece | Infra - 10 dB Coupler (200W) [D.S.5.3] | Infra |  | 89 | 0 | 0 |  | 0
D.S.5.4 | 15 dB Coupler (200W) | (2961-737) | piece | Infra - 15 dB Coupler (200W) [D.S.5.4] | Infra |  | 89 | 0 | 0 |  | 0
D.S.5.5 | 20 dB Coupler (200W) | (2961-737) | piece | Infra - 20 dB Coupler (200W) [D.S.5.5] | Infra |  | 89 | 0 | 0 |  | 0
D.S.6 | RELOCATE/ REINSTALL
D.S.6.1 | Relocation of antenna and reinstate (20m length) | (2961-737) | lot | Infra - Relocation of antenn [D.S.6.1] | Infra |  | 254 | 0 | 0 |  | 0
D.S.6.2 | Reinstall - RF Cable (7/8" Cable), per m | (2961-737) | unit | Infra - Reinstall - RF Cable [D.S.6.2] | Infra |  | 38 | 0 | 0 |  | 0
D.S.7 | Sectorization (Major Design Change)
D.S.7.1 | (10-50 antennas) Design service for sectorization | (2961-737) | lot | Infra - (10-50 antennas) Des [D.S.7.1] | Infra |  | 3163 | 0 | 0 |  | 0
D.S.7.2 | (51-100 antennas) Design service for sectorization | (2961-737) | lot | Infra - (51-100 antennas) De [D.S.7.2] | Infra |  | 4555 | 0 | 0 |  | 0
D.S.7.3 | (101-200 antennas) Design service for sectorization | (2961-737) | lot | Infra - (101-200 antennas) D [D.S.7.3] | Infra |  | 5567 | 0 | 0 |  | 0
D.S.7.4 | (>200 antennas) Design service for sectorization | (2961-737) | lot | Infra - (>200 antennas) Desi [D.S.7.4] | Infra |  | 6579 | 0 | 0 |  | 0
D.S.8 | Variance Scenario 1 & 3
D.S.8.1 | FTK Antenna | (2961-737) | piece | Infra - FTK Antenna [D.S.8.1] | Infra |  | 1013 | 0 | 0 |  | 0
D.S.9 | Variance Scenario 4
D.S.9.1 | Replacement Antenna | (2961-737) | piece | Infra - Replacement Antenna [D.S.9.1] | Infra |  | 71 | 0 | 0 |  | 0
D.S.10 | Variance Scenario 5 (Replacement of, Parts that differs from As-Build or required)
D.S.10.1 | 1/2" RF Coaxial Cable, per m | (2961-737) | unit | Infra - 1/2" RF Coaxial Cabl [D.S.10.1] | Infra |  | 21 | 0 | 0 |  | 0
D.S.10.2 | 1/2" N Male connectors | (2961-737) | piece | Infra - 1/2" N Male connecto [D.S.10.2] | Infra |  | 22 | 0 | 0 |  | 0
D.S.10.3 | 1/2" N Female connectors | (2961-737) | piece | Infra - 1/2" N Female connec [D.S.10.3] | Infra |  | 22 | 0 | 0 |  | 0
D.S.10.4 | 7/8" RF Coaxial Cable, per m | (2961-737) | unit | Infra - 7/8" RF Coaxial Cabl [D.S.10.4] | Infra |  | 30 | 0 | 0 |  | 0
D.S.10.5 | 7/8" N Male connectors | (2961-737) | piece | Infra - 7/8" N Male connecto [D.S.10.5] | Infra |  | 30 | 0 | 0 |  | 0
D.S.10.6 | 7/8" N Female connectors | (2961-737) | piece | Infra - 7/8" N Female connec [D.S.10.6] | Infra |  | 30 | 0 | 0 |  | 0
D.S.10.7 | 1 1/4" RF Coaxial Cable, per m | (2961-737) | unit | Infra - 1 1/4" RF Coaxial Ca [D.S.10.7] | Infra |  | 45 | 0 | 0 |  | 0
D.S.10.8 | 1 1/4" N Male connectors | (2961-737) | piece | Infra - 1 1/4" N Male connec [D.S.10.8] | Infra |  | 94 | 0 | 0 |  | 0
D.S.10.9 | 1 1/4" N Female connectors | (2961-737) | piece | Infra - 1 1/4" N Female conn [D.S.10.9] | Infra |  | 94 | 0 | 0 |  | 0
D.S.10.10 | 20 Gauge Cable tray 100mm c/w bracket, per M, per m | (2961-737) | unit | Infra - 20 Gauge Cable tray [D.S.10.10] | Infra |  | 23 | 0 | 0 |  | 0
D.S.10.11 | Feeder clamps for 7/8” feeder – single holder | (2961-737) | piece | Infra - Feeder clamps for 7/ [D.S.10.11] | Infra |  | 19 | 0 | 0 |  | 0
D.S.10.12 | Feeder clamps for 1-1/4” feeder – single holder | (2961-737) | piece | Infra - Feeder clamps for 1- [D.S.10.12] | Infra |  | 23 | 0 | 0 |  | 0
D.S.10.13 | Feeder clamps for 1-5/8” feeder – single holder | (2961-737) | piece | Infra - Feeder clamps for 1- [D.S.10.13] | Infra |  | 26 | 0 | 0 |  | 0
D.S.10.14 | Recovery of indoor antennas/ splitters/couplers | (2961-737) | piece | Infra - Recovery of indoor a [D.S.10.14] | Infra |  | 26 | 0 | 0 |  | 0
D.S.10.15 | Recovery of cables - all sizes | (2961-737) | lot | Infra - Recovery of cables - [D.S.10.15] | Infra |  | 11 | 0 | 0 |  | 0
Gross Total for Hardware and Software
Total Incentives, excluding Enhanced Payment Terms Incentive
Enhanced Payment Terms Incentive (7%)
Net Total for Hardware and Software after all incentives
Gross Total for Services
Total Incentives, excluding Enhanced Payment Terms Incentive
Enhanced Payment Terms Incentive (7%)
Net Total for Services after all incentives
Grand Net Total after all incentives

## SON Bundle
Title: Appendix II to Annex 5 - FY12_13 Radio Pricing Schedule
Project/Site Name:
Scope/Configuration:
S/N | Full Name |  | UoM | Short Name | Material | Quantity | Gross Price (S$) |  | Incentive | Net Price (S$)
| Description | Product Code |  |  |  |  | Unit | Total |  | Unit | Total
SON.1 | HARDWARE
SON.1.1 | Database Server (Data Gateway, Implementation Server, MySQL Database) | (2125-210) | piece | HW - Database Server (Data Ga [SON.1.1] | HW |  | 22033 | 0 | 0 | 0 | 0
SON.1.2 | SON Application Server | (2125-210) | piece | HW - SON Application Server [SON.1.2] | HW |  | 15839 | 0 | 0 | 0 | 0
SON.1.3 | Web Portal Server | (2125-210) | piece | HW - Web Portal Server [SON.1.3] | HW |  | 11064 | 0 | 0 | 0 | 0
SON.2 | SOFTWARE
SON.2.1 | 3G SON Bundle, per cell carrier (Include 3G ANR, Load Balancing and 3G Capacity, Coverage and Quality Optimization): - 3G ANR - 3G CCLB - 3G ID Optimisation - 3G Adaptive C-ANR - 3G Adaptive C-MLB - Initial Neighbour Plan - Automatic Node Recovery (for features implemented by SON tools) * Not subjected to cell carrier growth | (2125-210) | lot | SW - 3G SON Bundle, per cell [SON.2.1] | SW |  | 227 | 0 | 0 | 211.11 | 0
SON.3 | 2 YEARS ENHANCED SUPPORT
SON.3.1 | Support for 3G SON Bundle | (2272-912) | lot | SVC - Support for 3G SON Bundl [SON.3.1] | SVC |  | 319083 | 0 | 0 | 296747.19 | 0
SON.4 | SERVICES
SON.4.1 | Hardware, Software Implementation and OJT | (2953-687) | lot | SVC - Hardware, Software Imple [SON.4.1] | SVC |  | 264644 | 0 | 0 | 0 | 0
SON.4.2 | Class Room Training (8Pax, 3Days, Local) | (2270-910) | lot | SVC - Class Room Training (8Pa [SON.4.2] | SVC |  | 26120 | 0 | 0 | 0 | 0
SON.4.3 | 3G Optimi SON ANR and xParameters(3 month with Knowledge Transfer to SingTel SO) | (6967-651) | lot | SVC - 3G Optimi SON ANR and xP [SON.4.3] | SVC |  | 0 | 0 | 0 | 0 | 0
SON.4.4 | Optimization Service 2012 (With SON Award) - 3G Network wide radio parameter optimization(11 months) - 2G G900 Frequency Refarm (3 months) including Drive test - Parameter Change Implementation - URA/RAC Change implementation for 8 RNCs | (6967-651) | lot | SVC - Optimization Service 201 [SON.4.4] | SVC |  | 378701 | 0 | 0 | 77133 | 0
Gross Total for Hardware and Software
Total Incentives, excluding Enhanced Payment Terms Incentive
Enhanced Payment Terms Incentive (7%)
Net Total for Hardware and Software after all incentives
Gross Total for Services
Total Incentives, excluding Enhanced Payment Terms Incentive
Enhanced Payment Terms Incentive (7%)
Net Total for Services after all incentives
Grand Net Total after all incentives
`

## CU Expansion
Title: Appendix II to Annex 5 - FY12_13 Radio Pricing Schedule
Project/Site Name:
Scope/Configuration:
S/N | Full Name |  | UoM | Short Name | Material | Quantity | Gross Price (S$) |  | Incentive | Net Price (S$)
| Description | Product Code |  |  |  |  | Unit | Total |  | Unit | Total
CU.1 | SOFTWARE
CU.1.1 | SW - FY12/13 LTE RAN BASIC SW & Features, per CU - Multiple Radio Bearers per user - Dual Antenna DL performance package - 64 QAM in DL - 16 QAM in UL - Intra LTE Handover - WCDMA session continuity, coverage triggered - Clock source over NTP - Automated Neighbour Relations (ANR) - LTE L11 FDD Basic SW - FAJ xxx Min Rate Proportional Scheduler - Data Forwarding at Intra LTE Handover - GERAN session continuity, coverage triggered - QoS Aware Scheduler - Interference Rejection Combining - Efficient DRX/DTX of active UEs - CS Fallbakc for GSM and WCDMA - Emergancy Call Handling for CS Fallback - Inter-Frequency Handover - Inter-frequency Session Continuity, Coverage-Triggered - FAJ xxx PCI conflict detection - FAJ xxx Relative Priority Scheduler - FAJ xxx ANR support GSM Neighbours - FAJ xxx ANR support WCDMA Neighbours - FAJ xxx Service (QCI) dependent triggers Year 2 - Inter-frequency load balancing FAJ1210760 Streaming of Events | (2487-752) | unit | SW - SW - FY12/13 LTE RAN BAS [CU.1.1] | SW |  | 324.91 | 0 | 0 | 181.3 | 0
CU.2 | 2 YEARS ENHANCED SUPPORT
CU.2.1 | Support - FY12/13 LTE RAN BASIC SW & Features, per CU - Multiple Radio Bearers per user - Dual Antenna DL performance package - 64 QAM in DL - 16 QAM in UL - Intra LTE Handover - WCDMA session continuity, coverage triggered - Clock source over NTP - Automated Neighbour Relations (ANR) - LTE L11 FDD Basic SW - FAJ xxx Min Rate Proportional Scheduler - Data Forwarding at Intra LTE Handover - GERAN session continuity, coverage triggered - QoS Aware Scheduler - Interference Rejection Combining - Efficient DRX/DTX of active UEs - CS Fallbakc for GSM and WCDMA - Emergancy Call Handling for CS Fallback - Inter-Frequency Handover - Inter-frequency Session Continuity, Coverage-Triggered - FAJ xxx PCI conflict detection - FAJ xxx Relative Priority Scheduler - FAJ xxx ANR support GSM Neighbours - FAJ xxx ANR support WCDMA Neighbours - FAJ xxx Service (QCI) dependent triggers Year 2 - Inter-frequency load balancing FAJ1210760 Streaming of Events | (2487-752) | unit | SVC - Support - FY12/13 LTE RA [CU.2.1] | SVC |  | 13.34 | 0 | 0 | 12.41 | 0
Gross Total for Hardware and Software
Total Incentives, excluding Enhanced Payment Terms Incentive
Enhanced Payment Terms Incentive (7%)
Net Total for Hardware and Software after all incentives
Gross Total for Services
Total Incentives, excluding Enhanced Payment Terms Incentive
Enhanced Payment Terms Incentive (7%)
Net Total for Services after all incentives
Grand Net Total after all incentives

## Radio Features
Title: Appendix II to Annex 5 - FY12_13 Radio Pricing Schedule
Project/Site Name:
Scope/Configuration:
S/N | Full Name |  | UoM | Short Name | Material | Quantity | Gross Price (S$) |  | Incentive | Net Price (S$)
| Description | Product Code |  |  |  |  | Unit | Total |  | Unit | Total
R.F.1 | SOFTWARE
R.F.1.1 | 2G
R.F.1.1.1 | EDGE
R.F.1.1.1.1 | EDGE Performance Package, per TS | (2123-222) | unit | SW - EDGE Performance Pac [R.F.1.1.1.1] | SW |  | 25.4 | 0 | 0 | 0 | 0
R.F.1.1.1.2 | EGPRS, per TS | (2123-222) | unit | SW - EGPRS, per TS [R.F.1.1.1.2] | SW |  | 50.81 | 0 | 0 | 0 | 0
R.F.1.1.2 | AMR Half Rate
R.F.1.1.2.1 | Adaptive Multi Rate (AMR), per TS | (2123-222) | unit | SW - Adaptive Multi Rate [R.F.1.1.2.1] | SW |  | 41.45 | 0 | 0 | 0 | 0
R.F.1.1.2.2 | AMR Half Rate, per TS | (2123-222) | unit | SW - AMR Half Rate, per T [R.F.1.1.2.2] | SW |  | 106.97 | 0 | 0 | 0 | 0
R.F.1.2 | 3G
R.F.1.2.1 | FAJ 121 1714, Interference Suppression, per nodeB | (2492-137) | unit | SW - FAJ 121 1714, Interf [R.F.1.2.1] | SW |  | 334.27 | 0 | 0 | 74.61 | 0
R.F.1.2.2 | FAJ 121 1503, EUL TD Scheduling, per nodeB | (2492-137) | unit | SW - FAJ 121 1503, EUL TD [R.F.1.2.2] | SW |  | 1022.86 | 0 | 0 | 228.3 | 0
R.F.1.2.3 | (DL) Frequency Priority at Connection Release (W12B), per 16CE | (2492-137) | lot | SW - (DL) Frequency Prior [R.F.1.2.3] | SW |  | 45.13 | 0 | 0 | 10.07 | 0
R.F.1.2.4 | (UL) Frequency Priority at Connection Release (W12B), per 16CE | (2492-137) | lot | SW - (UL) Frequency Prior [R.F.1.2.4] | SW |  | 15.04 | 0 | 0 | 3.36 | 0
R.F.1.2.5 | (1st C) HSDPA IFLS capability and priority handling (W12B), per 3HScc | (2492-137) | lot | SW - (1st C) HSDPA IFLS c [R.F.1.2.5] | SW |  | 180.5 | 0 | 0 | 40.29 | 0
R.F.1.2.6 | (2nd C) HSDPA IFLS capability and priority handling (W12B), per 3HScc | (2492-137) | lot | SW - (2nd C) HSDPA IFLS c [R.F.1.2.6] | SW |  | 180.5 | 0 | 0 | 24.17 | 0
R.F.1.2.7 | (3rd C) HSDPA IFLS capability and priority handling (W12B), per 3HScc | (2492-137) | lot | SW - (3rd C) HSDPA IFLS c [R.F.1.2.7] | SW |  | 180.5 | 0 | 0 | 20.14 | 0
R.F.1.2.8 | (4th C) HSDPA IFLS capability and priority handling (W12B), per 3HScc | (2492-137) | lot | SW - (4th C) HSDPA IFLS c [R.F.1.2.8] | SW |  | 180.5 | 0 | 0 | 20.14 | 0
R.F.1.3 | LTE
R.F.1.3.1 | Uplink Frequency-Selective Scheduling (L12A), per CU | (2487-752) | unit | SW - Uplink Frequency-Sel [R.F.1.3.1] | SW |  | 18.72 | 0 | 0 | 10.45 | 0
R.F.1.3.2 | TCP optimization (L12A), per CU | (2487-752) | unit | SW - TCP optimization (L [R.F.1.3.2] | SW |  | 2.01 | 0 | 0 | 1.12 | 0
R.F.1.3.3 | Cell ID-Based Location Support (L11A), per CU | (2487-752) | unit | SW - Cell ID-Based Locati [R.F.1.3.3] | SW |  | 8.02 | 0 | 0 | 4.48 | 0
CS Fallback - Redirect with System Information
R.F.1.1.4 | Redirect with System Information (LTE RAN L12B) , per CU | (2487-752) | unit | SW - Redirect with System [R.F.1.1.4] | SW |  | 10.03 | 0 | 0 | 5.6 | 0
R.F.1.1.5 | RAN Information Management (RIM) (SGSN and MME 2011B), per 5kIP | (2133-A12) | lot | SW - RAN Information Mana [R.F.1.1.5] | SW |  | 367.69 | 0 | 0 | 132.68 | 0
R.F.1.1.6 | LTE to GSM NACC (BSS G12A), per TS | (2123-222) | unit | SW - LTE to GSM NACC (BSS [R.F.1.1.6] | SW |  | 5.35 | 0 | 0 | 2.99 | 0
R.F.1.1.7 | (UL) RIM Support for System Information Transfer to LTE, per 16CE | (2492-137) | lot | SW - (UL) RIM Support for [R.F.1.1.7] | SW |  | 25.07 | 0 | 0 | 5.6 | 0
R.F.1.1.8 | (DL) RIM Support for System Information Transfer to LTE, per 16CE | (2492-137) | lot | SW - (DL) RIM Support for [R.F.1.1.8] | SW |  | 75.21 | 0 | 0 | 16.79 | 0
R.F.2 | 2 YEARS ENHANCED SUPPORT
R.F.2.1 | 2G
R.F.2.1.1 | EDGE
R.F.2.1.1.1 | Support - EDGE Performance Package, per TS | (2272-912) | unit | SVC - Support - EDGE Perfo [R.F.2.1.1.1] | SVC |  | 1.04 | 0 | 0 | 0 | 0
R.F.2.1.1.2 | Support - EGPRS, per TS | (2272-912) | unit | SVC - Support - EGPRS, per [R.F.2.1.1.2] | SVC |  | 2.09 | 0 | 0 | 0 | 0
R.F.2.1.2 | AMR Half Rate
R.F.2.1.2.1 | Support - Adaptive Multi Rate (AMR), per TS | (2272-912) | unit | SVC - Support - Adaptive M [R.F.2.1.2.1] | SVC |  | 1.7 | 0 | 0 | 0 | 0
R.F.2.1.2.2 | Support - AMR Half Rate, per TS | (2272-912) | unit | SVC - Support - AMR Half R [R.F.2.1.2.2] | SVC |  | 4.39 | 0 | 0 | 0 | 0
R.F.2.2 | 3G
R.F.2.2.1 | Support - FAJ 121 1714, Interference Suppression, per nodeB | (2272-912) | unit | SVC - Support - FAJ 121 17 [R.F.2.2.1] | SVC |  | 5.49 | 0 | 0 | 1.23 | 0
R.F.2.2.2 | Support - FAJ 121 1503, EUL TD Scheduling, per nodeB | (2272-912) | unit | SVC - Support - FAJ 121 15 [R.F.2.2.2] | SVC |  | 16.79 | 0 | 0 | 3.75 | 0
R.F.2.2.3 | Support - (DL) Frequency Priority at Connection Release (W12B), per 16CE | (2272-912) | lot | SVC - Support - (DL) Frequ [R.F.2.2.3] | SVC |  | 0.74 | 0 | 0 | 0.69 | 0
R.F.2.2.4 | Support - (UL) Frequency Priority at Connection Release (W12B), per 16CE | (2272-912) | lot | SVC - Support - (UL) Frequ [R.F.2.2.4] | SVC |  | 0.25 | 0 | 0 | 0.23 | 0
R.F.2.2.5 | Support - (1st C) HSDPA IFLS capability and priority handling (W12B), per 3HScc | (2272-912) | lot | SVC - Support - (1st C) HS [R.F.2.2.5] | SVC |  | 2.96 | 0 | 0 | 2.75 | 0
R.F.2.2.6 | Support - (2nd C) HSDPA IFLS capability and priority handling (W12B), per 3HScc | (2272-912) | lot | SVC - Support - (2nd C) HS [R.F.2.2.6] | SVC |  | 1.78 | 0 | 0 | 1.66 | 0
R.F.2.2.7 | Support - (3rd C) HSDPA IFLS capability and priority handling (W12B), per 3HScc | (2272-912) | lot | SVC - Support - (3rd C) HS [R.F.2.2.7] | SVC |  | 1.48 | 0 | 0 | 1.38 | 0
R.F.2.2.8 | Support - (4th C) HSDPA IFLS capability and priority handling (W12B), per 3HScc | (2272-912) | lot | SVC - Support - (4th C) HS [R.F.2.2.8] | SVC |  | 1.48 | 0 | 0 | 1.38 | 0
R.F.2.3 | LTE
R.F.2.3.1 | Support - Uplink Frequency-Selective Scheduling (L12A), per CU | (2272-912) | unit | SVC - Support - Uplink Fre [R.F.2.3.1] | SVC |  | 0.77 | 0 | 0 | 0.72 | 0
R.F.2.3.2 | Support - TCP optimization (L12A), per CU | (2272-912) | unit | SVC - Support - TCP optimi [R.F.2.3.2] | SVC |  | 0.08 | 0 | 0 | 0.07 | 0
R.F.2.3.3 | Support - Cell ID-Based Location Support (L11A), per CU | (2272-912) | unit | SVC - Support - Cell ID-Ba [R.F.2.3.3] | SVC |  | 0.33 | 0 | 0 | 0.31 | 0
CS Fallback - Redirect with System Information
R.F.2.3.4 | Support - Redirect with System Information (LTE RAN L12B), per CU | (2272-912) | unit | SVC - Support - Redirect w [R.F.2.3.4] | SVC |  | 0.41 | 0 | 0 | 0.38 | 0
R.F.2.3.5 | Support - RAN Information Management (RIM) (SGSN and MME 2011B), per 5kIP | (2272-912) | lot | SVC - Support - RAN Inform [R.F.2.3.5] | SVC |  | 9.76 | 0 | 0 | 9.08 | 0
R.F.2.3.6 | Support - LTE to GSM NACC (BSS G12A), per TS | (2272-912) | unit | SVC - Support - LTE to GSM [R.F.2.3.6] | SVC |  | 0.22 | 0 | 0 | 0.2 | 0
R.F.2.3.7 | Support - (UL) RIM Support for System Information Transfer to LTE, per 16CE | (2272-912) | lot | SVC - Support - (UL) RIM S [R.F.2.3.7] | SVC |  | 0.41 | 0 | 0 | 0.38 | 0
R.F.2.3.8 | Support - (DL) RIM Support for System Information Transfer to LTE, per 16CE | (2272-912) | lot | SVC - Support - (DL) RIM S [R.F.2.3.8] | SVC |  | 1.23 | 0 | 0 | 1.14 | 0
R.F.3 | SERVICES
R.F.3.1 | Feature Expansion Services
R.F.3.1 | AMR Feature Expansion | (2961-737) | lot | SVC - AMR Feature Expansio [R.F.3.1] | SVC |  | 196388.92 | 0 | 0 |  | 0
R.F.3.2 | EDGE Feature Expansion | (2961-737) | lot | SVC - EDGE Feature Expansi [R.F.3.2] | SVC |  | 196388.92 | 0 | 0 |  | 0
R.F.3.2 | Feature Trial & Rollout Services
R.F.3.2.1 | Trial Per Feature | (6967-651) | lot | SVC - Trial Per Feature [R.F.3.2.1] | SVC |  | 27213 | 0 | 0 |  | 0
R.F.3.2.2 | Rollout Per Feature | (6967-651) | lot | SVC - Rollout Per Feature [R.F.3.2.2] | SVC |  | 53282 | 0 | 0 |  | 0
Gross Total for Hardware and Software
Total Incentives, excluding Enhanced Payment Terms Incentive
Enhanced Payment Terms Incentive (7%)
Net Total for Hardware and Software after all incentives
Gross Total for Services
Total Incentives, excluding Enhanced Payment Terms Incentive
Enhanced Payment Terms Incentive (7%)
Net Total for Services after all incentives
Grand Net Total after all incentives
Note on K14: Ericsson: FOC for FY12/13 BoQ
Note on K15: Ericsson: FOC for FY12/13 BoQ
Note on K17: Ericsson: FOC for FY12/13 BoQ
Note on K18: Ericsson: FOC for FY12/13 BoQ
Note on K44: Ericsson: FOC for FY12/13 BoQ
Note on K45: Ericsson: FOC for FY12/13 BoQ
Note on K47: Ericsson: FOC for FY12/13 BoQ
Note on K48: Ericsson: FOC for FY12/13 BoQ

## 4cc
Title: Appendix II to Annex 5 - FY12_13 Radio Pricing Schedule
Project/Site:
Scope/Configuration:
S/N | Full Name |  | UoM | Short Name | Material | Quantity | Gross Price (S$) |  | Incentive | Net Price (S$)
| Description | Product Code |  |  |  |  | Unit | Total |  | Unit | Total
4cc.1 | HARDWARE
4cc.1.1 | Change of RU
4cc.1.1.1 | Change 1xRRUW to 1xRRUS-12 (Addn 3x20W HWAC_1 carrier HWAC) | (2460-794) | set | HW - Change 1xRRUW to 1xRRU [4cc.1.1.1] | HW |  | 13927.12 | 0 | 0 | 7771.33 | 0
4cc.1.1.2 | Change 1xRUW to 1xRUS-02 (Addn 1x20W HWAC_1xCarrier HWAC) | (2460-794) | set | HW - Change 1xRUW to 1xRUS- [4cc.1.1.2] | HW |  | 7219.83 | 0 | 0 | 4028.67 | 0
4cc.1.1.3 | Change 2xRRUW to 2xRRUS-12 (Addn 6x20W HWAC_2 carrier HWAC) | (2460-794) | set | HW - Change 2xRRUW to 2xRRU [4cc.1.1.3] | HW |  | 27854.25 | 0 | 0 | 15542.67 | 0
4cc.1.1.4 | Change 2xRUW to 2xRUS-02 (Addn 2x20W HWAC_2xCarrier HWAC) | (2460-794) | set | HW - Change 2xRUW to 2xRUS- [4cc.1.1.4] | HW |  | 14439.65 | 0 | 0 | 8057.32 | 0
4cc.1.1.5 | Change 3xRUW to 3xRUS-02 (Addn 3x20W HWAC_3xCarrier HWAC) | (2460-794) | set | HW - Change 3xRUW to 3xRUS- [4cc.1.1.5] | HW |  | 21659.49 | 0 | 0 | 4028.68 | 0
4cc.1.2 | Change of RBS6000
4cc.1.2.1 | Change-out to RBS6102 1xRUS-02 (1x80W HWAC_1x4xCarrier HWAC) | (2460-794) | set | HW - Change-out to RBS6102 [4cc.1.2.1] | HW |  | 46677.09 | 0 | 0 | 19582.11 | 0
4cc.1.2.2 | Change-out to RBS6102 2xRUS-02 (2x60W HWAC_1x4xCarrier HWAC) | (2460-794) | set | HW - Change-out to RBS6102 [4cc.1.2.2] | HW |  | 53297.49 | 0 | 0 | 22359.52 | 0
4cc.1.2.3 | Change-out to RBS6102 3xRUS-02 (3x80W HWAC_3x4xCarrier HWAC) | (2460-794) | set | HW - Change-out to RBS6102 [4cc.1.2.3] | HW |  | 80522.84 | 0 | 0 | 33781.18 | 0
4cc.1.2.4 | Change-out to RBS6102 4xRUS-02 (4x60W HWAC_2x4xCarrier HWAC) | (2460-794) | set | HW - Change-out to RBS6102 [4cc.1.2.4] | HW |  | 78675.14 | 0 | 0 | 33006.03 | 0
4cc.1.2.5 | Change-out to RBS6102 6xRUS-02 (6x60W HWAC_3x4xCarrier HWAC) | (2460-794) | set | HW - Change-out to RBS6102 [4cc.1.2.5] | HW |  | 100384.04 | 0 | 0 | 42113.41 | 0
4cc.1.2.6 | Change-out to RBS6201 3xRUS-02 (3x80W HWAC_3x4xCarrier HWAC) | (2460-794) | set | HW - Change-out to RBS6201 [4cc.1.2.6] | HW |  | 73170.47 | 0 | 0 | 30696.7 | 0
4cc.1.2.7 | Parts for RBS6201 External Alarm | (2460-794) | piece | HW - Parts for RBS6201 Exte [4cc.1.2.7] | HW |  | 709.71 | 0 | 0 | 396.02 | 0
4cc.1.2.8 | SAU for RBS6201 | (2460-794) | piece | HW - SAU for RBS6201 [4cc.1.2.8] | HW |  | 592 | 0 | 0 | 330.34 | 0
4cc.1.3 | CE Kits HWAC
4cc.1.3.1 | Power HW Activation per RUS/RUW/RUL 20w -> 40W | (2491-872) | set | HW - Power HW Activation pe [4cc.1.3.1] | HW |  | 214.53 | 0 | 0 | 119.71 | 0
4cc.1.3.2 | Power HW Activation per RUS/RUW/RUL 40w -> 60W | (2491-872) | set | HW - Power HW Activation pe [4cc.1.3.2] | HW |  | 214.53 | 0 | 0 | 119.71 | 0
4cc.1.3.3 | Power HW Activation per RUS/RUW/RUL 60w -> 80W | (2491-872) | set | HW - Power HW Activation pe [4cc.1.3.3] | HW |  | 214.53 | 0 | 0 | 119.71 | 0
4cc.1.3.4 | WCDMA Cell Carrier HW Activation | (2491-872) | set | HW - WCDMA Cell Carrier HW [4cc.1.3.4] | HW |  | 862.87 | 0 | 0 | 481.48 | 0
4cc.1.3.5 | DUW BB HW Activation Fee CE (DL), per 16CE | (2491-872) | lot | HW - DUW BB HW Activation F [4cc.1.3.5] | HW |  | 215 | 0 | 0 | 119.97 | 0
4cc.1.3.6 | DUW BB HW Activation Fee CE (UL), per 16CE | (2491-872) | lot | HW - DUW BB HW Activation F [4cc.1.3.6] | HW |  | 215 | 0 | 0 | 119.97 | 0
4cc.1.3.7 | DUW BB HW Activation Fee HS Codes, per 5 HS codes | (2491-872) | lot | HW - DUW BB HW Activation F [4cc.1.3.7] | HW |  | 256.73 | 0 | 0 | 143.26 | 0
4cc.1.4 | Others
4cc..1.4.1 | FY12/13 New RUS02-B1 and RRUS12-B1 Spares | (2274-710) | lot | HW - FY12/13 New RUS02-B1 a [4cc..1.4.1] | HW |  | 47266.01 | 0 | 0 | 26374.43 | 0
4cc..1.4.2 | Single Radio Unit RUS 01B1 (2100 MHz) 20W HW Activation incl. | (2460-794) | piece | HW - Single Radio Unit RUS [4cc..1.4.2] | HW |  | 2870.24 | 0 | 0 | 1601.59 | 0
4cc..1.4.3 | Single Radio Unit RUS 02B1 (2100 MHz) 20W HW Activation incl. | (2460-794) | piece | HW - Single Radio Unit RUS [4cc..1.4.3] | HW |  | 5389.02 | 0 | 0 | 3007.07 | 0
4cc..1.4.4 | Delta from Single Radio Unit RUS 01B1 to RUS 02B1 (2100 MHz) 20W HW Activation incl. | (2460-794) | lot | HW - Delta from Single Radi [4cc..1.4.4] | HW |  | 2518.78 | 0 | 0 | 1405.48 | 0
4cc..1.4.5 | PSU 230VAC: Power Supply Unit, 230 VAC | (2460-794) | piece | HW - PSU 230VAC: Power Supp [4cc..1.4.5] | HW |  | 313.76 | 0 | 0 | 175.08 | 0
4cc..1.4.6 | Additional PDU (Power Distribution Unit) for additional RU | (2460-794) | piece | HW - Additional PDU (Power [4cc..1.4.6] | HW |  | 491.94 | 0 | 0 | 274.5 | 0
4cc.2 | SOFTWARE
4cc.2.1 | 3G (3HScc) - Existing
4cc.2.1.1 | 4cc Packaged SW, per 3HScc - 21 Mbps SW features (4th Carrier) - FAJ1211106 R1, IF/IRAT mobility on HSPA (4th Carrier) - FAJ1211467, HSDPA Inter frequency Load Sharing (4th Carrier) - HSDPA up to 32 users per cell (4th Carrier) - Node B SW features (4th Carrier) | (2492-137) | lot | SW - 4cc Packaged SW, per 3 [4cc.2.1.1] | SW |  | 13011.37 | 0 | 0 | 1452.07 | 0
4cc.3 | 2 YEARS ENHANCED SUPPORT
4cc.3.1 | 3G (3HScc) - Existing
4cc.3.1.1 | Support - 4cc Packaged SW, per 3HScc - 21 Mbps SW features (4th Carrier) - FAJ1211106 R1, IF/IRAT mobility on HSPA (4th Carrier) - FAJ1211467, HSDPA Inter frequency Load Sharing (4th Carrier) - HSDPA up to 32 users per cell (4th Carrier) - Node B SW features (4th Carrier) | (2492-137) | lot | SW - Support - 4cc Packaged [4cc.3.1.1] | SW |  | 106.8 | 0 | 0 | 99.32 | 0
4cc.4 | SERVICES
4cc.4.1 | 4cc General Professional Services
4cc.4.1.1 | 4cc General Professional Services - Profession services - Site Coordination - Workplace Health and Safety Audit - SIC Requested by BO - RNC Support for Integration (all 3G) - Performance Monitoring Service | (2961-737) | lot | SVC - 4cc General Profession [4cc.4.1.1] | SVC |  | 3310.8433 | 0 | 0 | 3079.08 | 0
4cc.4.1 | Profession services
4cc.4.1.1 | Profession services | (2961-737) | lot | SVC - Profession services [4cc.4.1.1] | SVC |  | 1689.78 | 0 | 0 | 1571.5 | 0
4cc.4.1.2 | Site Coordination | (2961-737) | lot | SVC - Site Coordination [4cc.4.1.2] | SVC |  | 248.14 | 0 | 0 | 230.77 | 0
4cc.4.1.3 | Workplace Health and Safety Audit | (2961-737) | lot | SVC - Workplace Health and S [4cc.4.1.3] | SVC |  | 12043.01 | 0 | 0 | 11200 | 0
4cc.4.1.4 | SIC Requested by BO | (2961-737) | lot | SVC - SIC Requested by BO [4cc.4.1.4] | SVC |  | 501.79 | 0 | 0 | 466.66 | 0
4cc.4.1.5 | IP Design | (2961-737) | lot | SVC - IP Design [4cc.4.1.5] | SVC |  | 95.79 | 0 | 0 | 89.08 | 0
4cc.4.1.6 | RNC Support for Integration (all 3G) | (2961-737) | lot | SVC - RNC Support for Integr [4cc.4.1.6] | SVC |  | 692.22 | 0 | 0 | 643.76 | 0
4cc.4.1.7 | BSC Support for Integration (all 2G) | (2961-737) | lot | SVC - BSC Support for Integr [4cc.4.1.7] | SVC |  | 692.22 | 0 | 0 | 643.76 | 0
4cc.4.1.8 | RNC Support for Integration (LTE cosite with 3G) | (2961-737) | lot | SVC - RNC Support for Integr [4cc.4.1.8] | SVC |  | 692.22 | 0 | 0 | 643.76 | 0
4cc.4.1.9 | Site Acquisition | (2961-737) | lot | SVC - Site Acquisition [4cc.4.1.9] | SVC |  | 537.63 | 0 | 0 | 500 | 0
4cc.4.1.10 | Site Survey | (2961-737) | lot | SVC - Site Survey [4cc.4.1.10] | SVC |  | 1146.95 | 0 | 0 | 1066.66 | 0
4cc.4.2 | RBS Installation, Integration, Coordination
4cc.4.2.1 | RUS Changeout | (2961-737) | lot | SVC - RUS Changeout [4cc.4.2.1] | SVC |  | 885.94 | 0 | 0 | 823.92 | 0
4cc.4.2.2 | RRUS Changeout | (2961-737) | lot | SVC - RRUS Changeout [4cc.4.2.2] | SVC |  | 1007.8 | 0 | 0 | 937.25 | 0
4cc.4.2.3 | LTE RBS6601 Expansion into Existing Cabinet (1st sector) | (2961-737) | lot | SVC - LTE RBS6601 Expansion [4cc.4.2.3] | SVC |  | 2521.4 | 0 | 0 | 2344.9 | 0
4cc.4.2.4 | LTE RBS6301 Installation (1st sector) | (2961-737) | lot | SVC - LTE RBS6301 Installati [4cc.4.2.4] | SVC |  | 2521.4 | 0 | 0 | 2344.9 | 0
4cc.4.2.5 | DUL/RRUS Expansion with (1st sector) | (2961-737) | lot | SVC - DUL/RRUS Expansion wit [4cc.4.2.5] | SVC |  | 2394.9 | 0 | 0 | 2227.26 | 0
4cc.4.2.6 | 2 Sectors RRUS Installation | (2961-737) | lot | SVC - 2 Sectors RRUS Install [4cc.4.2.6] | SVC |  | 215.05 | 0 | 0 | 200 | 0
4cc.4.2.7 | 3 Sectors RRUS Installation | (2961-737) | lot | SVC - 3 Sectors RRUS Install [4cc.4.2.7] | SVC |  | 401.43 | 0 | 0 | 373.33 | 0
4cc.4.2.8 | Plug-in into non-RBS6102 | (2961-737) | lot | SVC - Plug-in into non-RBS61 [4cc.4.2.8] | SVC |  | 1663.71 | 0 | 0 | 1547.25 | 0
4cc.4.2.9 | Plug-in into RBS6102 with ECU | (2961-737) | lot | SVC - Plug-in into RBS6102 w [4cc.4.2.9] | SVC |  | 1735.4 | 0 | 0 | 1613.92 | 0
4cc.4.2.10 | RBS 6101 U/G (no cabinet) | (2961-737) | lot | SVC - RBS 6101 U/G (no cabi [4cc.4.2.10] | SVC |  | 1111.74 | 0 | 0 | 1033.92 | 0
4cc.4.2.11 | RBS 6102 U/G (no cabinet) | (2961-737) | lot | SVC - RBS 6102 U/G (no cabi [4cc.4.2.11] | SVC |  | 1369.81 | 0 | 0 | 1273.92 | 0
4cc.4.2.12 | RBS 6201 U/G (no cabinet) | (2961-737) | lot | SVC - RBS 6201 U/G (no cabi [4cc.4.2.12] | SVC |  | 1527.51 | 0 | 0 | 1420.58 | 0
4cc.4.2.13 | RBS 6601/SSC-02 U/G (no cabinet) | (2961-737) | lot | SVC - RBS 6601/SSC-02 U/G ( [4cc.4.2.13] | SVC |  | 1255.11 | 0 | 0 | 1167.25 | 0
4cc.4.2.14 | RBS 3000 U/G (no cabinet) | (2961-737) | lot | SVC - RBS 3000 U/G (no cabi [4cc.4.2.14] | SVC |  | 968.37 | 0 | 0 | 900.58 | 0
4cc.4.2.15 | RBS 6101 Changeout | (2961-737) | lot | SVC - RBS 6101 Changeout [4cc.4.2.15] | SVC |  | 3966.9 | 0 | 0 | 3689.22 | 0
4cc.4.2.16 | RBS 6102 Changeout | (2961-737) | lot | SVC - RBS 6102 Changeout [4cc.4.2.16] | SVC |  | 2406.7 | 0 | 0 | 2238.23 | 0
4cc.4.2.17 | RBS 6201 Changeout | (2961-737) | lot | SVC - RBS 6201 Changeout [4cc.4.2.17] | SVC |  | 4325.32 | 0 | 0 | 4022.55 | 0
4cc.4.2.18 | RBS 6601 Changeout | (2961-737) | lot | SVC - RBS 6601 Changeout [4cc.4.2.18] | SVC |  | 3966.9 | 0 | 0 | 3689.22 | 0
4cc.4.2.19 | LTE IB RBS6101 Cabinet Installation | (2961-737) | lot | SVC - LTE IB RBS6101 Cabine [4cc.4.2.19] | SVC |  | 3321.74 | 0 | 0 | 3089.22 | 0
4cc.4.2.20 | LTE IB RBS6201 Cabinet Installation | (2961-737) | lot | SVC - LTE IB RBS6201 Cabine [4cc.4.2.20] | SVC |  | 3895.21 | 0 | 0 | 3622.55 | 0
4cc.4.2.21 | LTE IB RBS6601 + SSC02 Cabinet Installation | (2961-737) | lot | SVC - LTE IB RBS6601 + SSC0 [4cc.4.2.21] | SVC |  | 3321.74 | 0 | 0 | 3089.22 | 0
4cc.4.2.22 | HW Dismantling (with no new Cabinet Installation) - for 3G plug-in | (2961-737) | lot | SVC - HW Dismantling (with [4cc.4.2.22] | SVC |  | 286.74 | 0 | 0 | 266.67 | 0
4cc.4.3 | Site materials
4cc.4.3.1 | Stand Bracket HDG (RRUS/RRUW) | (2961-737) | lot | SVC - Stand Bracket HDG (RRU [4cc.4.3.1] | SVC |  | 609.32 | 0 | 0 | 566.67 | 0
4cc.4.3.2 | Concrete Stump for Stand Bracket | (2961-737) | lot | SVC - Concrete Stump for Sta [4cc.4.3.2] | SVC |  | 143.37 | 0 | 0 | 133.33 | 0
4cc.4.3.3 | Concrete slab for 50x50mm truncking (for OIL) | (2961-737) | lot | SVC - Concrete slab for 50x5 [4cc.4.3.3] | SVC |  | 8.6 | 0 | 0 | 8 | 0
4cc.4.3.4 | Misc Site Materials (All except RUS C/O) | (2961-737) | lot | SVC - Misc Site Materials (A [4cc.4.3.4] | SVC |  | 340.06 | 0 | 0 | 316.26 | 0
4cc.4.3.5 | Site Materials for Tunnel/MRT/sector | (2961-737) | lot | SVC - Site Materials for Tun [4cc.4.3.5] | SVC |  | 1133.42 | 0 | 0 | 1054.08 | 0
4cc.4.3.6 | OD Jumpers and Connectors/sector | (2961-737) | lot | SVC - OD Jumpers and Connect [4cc.4.3.6] | SVC |  | 122.51 | 0 | 0 | 113.93 | 0
4cc.4.3.7 | IB Jumpers and Connectors/sector | (2961-737) | lot | SVC - IB Jumpers and Connect [4cc.4.3.7] | SVC |  | 284.15 | 0 | 0 | 264.26 | 0
4cc.4.3.8 | Main Feeders (2x50m/sector) - 1-5/8" | (2961-737) | lot | SVC - Main Feeders (2x50m/se [4cc.4.3.8] | SVC |  | 1801.57 | 0 | 0 | 1675.46 | 0
4cc.4.4 | Site Works
4cc.4.4.1 | Lay OIL for 1-sect RRUS | (2961-737) | lot | SVC - Lay OIL for 1-sect RR [4cc.4.4.1] | SVC |  | 1400.72 | 0 | 0 | 1302.67 | 0
4cc.4.4.2 | Lay OIL for 2-sect RRUS | (2961-737) | lot | SVC - Lay OIL for 2-sect RR [4cc.4.4.2] | SVC |  | 2801.43 | 0 | 0 | 2605.33 | 0
4cc.4.4.3 | Lay OIL for 3-sect RRUS | (2961-737) | lot | SVC - Lay OIL for 3-sect RR [4cc.4.4.3] | SVC |  | 4202.15 | 0 | 0 | 3908 | 0
4cc.4.4.4 | Supply services to lay last mile (copper) | (2961-737) | lot | SVC - Supply services to la [4cc.4.4.4] | SVC |  | 215.05 | 0 | 0 | 200 | 0
4cc.4.4.5 | Supply services to lay last mile (fibre) | (2961-737) | lot | SVC - Supply services to la [4cc.4.4.5] | SVC |  | 215.05 | 0 | 0 | 200 | 0
4cc.4.4.6 | Supply and Install 50x50mm HDG Truncking (based 50m/sector assume only 25m run required) | (2961-737) | lot | SVC - Supply and Install 50 [4cc.4.4.6] | SVC |  | 663.08 | 0 | 0 | 616.66 | 0
4cc.4.4.7 | Supply and Install C-Channel for 6102 | (2961-737) | lot | SVC - Supply and Install C- [4cc.4.4.7] | SVC |  | 1505.38 | 0 | 0 | 1400 | 0
4cc.4.4.8 | Supply and Install C-Channel for 6101/PBC-02 | (2961-737) | lot | SVC - Supply and Install C- [4cc.4.4.8] | SVC |  | 931.9 | 0 | 0 | 866.67 | 0
4cc.4.4.9 | Supply and Install C-Channel for 6601 | (2961-737) | lot | SVC - Supply and Install C- [4cc.4.4.9] | SVC |  | 1505.38 | 0 | 0 | 1400 | 0
4cc.4.4.10 | Supply and Install x1 Antenna Boom (no PE) | (2961-737) | lot | SVC - Supply and Install x1 [4cc.4.4.10] | SVC |  | 953.41 | 0 | 0 | 886.67 | 0
4cc.4.4.11 | Supply services to lay feeders (50m/sector) | (2961-737) | lot | SVC - Supply services to la [4cc.4.4.11] | SVC |  | 1835.13 | 0 | 0 | 1706.67 | 0
4cc.4.4.12 | Supply services to lay jumpers | (2961-737) | lot | SVC - Supply services to la [4cc.4.4.12] | SVC |  | 230.82 | 0 | 0 | 214.66 | 0
4cc.4.4.13 | Supply and Install Cable Ladder (50m/sector) | (2961-737) | lot | SVC - Supply and Install Ca [4cc.4.4.13] | SVC |  | 8602.15 | 0 | 0 | 8000 | 0
4cc.4.4.14 | PE for Antenna (Pvt) | (2961-737) | lot | SVC - PE for Antenna (Pvt) [4cc.4.4.14] | SVC |  | 1003.58 | 0 | 0 | 933.33 | 0
4cc.4.4.15 | PE for Antenna (STM) | (2961-737) | lot | SVC - PE for Antenna (STM) [4cc.4.4.15] | SVC |  | 2867.38 | 0 | 0 | 2666.66 | 0
4cc.4.4.16 | PE for New Equipment | (2961-737) | lot | SVC - PE for New Equipment [4cc.4.4.16] | SVC |  | 1577.06 | 0 | 0 | 1466.67 | 0
4cc.4.4.17 | Outdoor antenna changeout | (2961-737) | lot | SVC - Outdoor antenna chang [4cc.4.4.17] | SVC |  | 430.11 | 0 | 0 | 400 | 0
4cc.4.4.18 | Outdoor Antenna Installation Only (1 Sector) | (2961-737) | lot | SVC - Outdoor Antenna Insta [4cc.4.4.18] | SVC |  | 358.42 | 0 | 0 | 333.33 | 0
4cc.4.4.19 | Outdoor Antenna Installation Only (2 Sector) | (2961-737) | lot | SVC - Outdoor Antenna Insta [4cc.4.4.19] | SVC |  | 501.79 | 0 | 0 | 466.66 | 0
4cc.4.4.20 | Outdoor Antenna Installation Only (3 Sector) | (2961-737) | lot | SVC - Outdoor Antenna Insta [4cc.4.4.20] | SVC |  | 645.16 | 0 | 0 | 600 | 0
4cc.4.4.21 | HDB Site Works (for antenna boom) | (2961-737) | lot | SVC - HDB Site Works (for a [4cc.4.4.21] | SVC |  | 3340.5 | 0 | 0 | 3106.67 | 0
4cc.4.5 | Misc Site Works
4cc.4.5.1 | Waterproofing undertaking | (2961-737) | lot | SVC - Waterproofing underta [4cc.4.5.1] | SVC |  | 6451.61 | 0 | 0 | 6000 | 0
4cc.4.5.2 | Power upgrading, Simple (single to 3 phase) | (2961-737) | lot | SVC - Power upgrading, Simp [4cc.4.5.2] | SVC |  | 9003.58 | 0 | 0 | 8373.33 | 0
4cc.4.5.4 | Erection of Scaff-folding (for Antenna Installation) | (2961-737) | lot | SVC - Erection of Scaff-fol [4cc.4.5.4] | SVC |  | 7168.46 | 0 | 0 | 6666.67 | 0
4cc.4.5.5 | Circuit Breaker Upgrade | (2961-737) | lot | SVC - Circuit Breaker Upgra [4cc.4.5.5] | SVC |  | 114.7 | 0 | 0 | 106.67 | 0
4cc.4.6 | Crane Services
4cc.4.6.1 | Cranes > 80 tonnes | (2961-737) | lot | SVC - Cranes > 80 tonnes [4cc.4.6.1] | SVC |  | 5285.83 | 0 | 0 | 4915.82 | 0
4cc.4.6.2 | Cranes > 120 tonnes | (2961-737) | lot | SVC - Cranes > 120 tonnes [4cc.4.6.2] | SVC |  | 6377.42 | 0 | 0 | 5931 | 0
4cc.4.6.3 | Cranes > 250 tonnes | (2961-737) | lot | SVC - Cranes > 250 tonnes [4cc.4.6.3] | SVC |  | 9280.65 | 0 | 0 | 8631 | 0
4cc.4.7 | Misc Fees
4cc.4.7.1 | SubStation Mgmt Fee | (2961-737) | lot | SVC - SubStation Mgmt Fee [4cc.4.7.1] | SVC |  | 2829.65 | 0 | 0 | 2631.57 | 0
4cc.4.7.2 | Escort Fee (Pvt sites) | (2961-737) | lot | SVC - Escort Fee (Pvt sites [4cc.4.7.2] | SVC |  | 238.95 | 0 | 0 | 222.22 | 0
4cc.4.7.3 | Barge Services for Offshore Island | (2961-737) | lot | SVC - Barge Services for Of [4cc.4.7.3] | SVC |  | 5060.09 | 0 | 0 | 4705.88 | 0
4cc.4.7.4 | Night Charges by ASP | (2961-737) | lot | SVC - Night Charges by ASP [4cc.4.7.4] | SVC |  | 516.13 | 0 | 0 | 480 | 0
4cc.4.7.5 | HDB Site Access Fee | (2961-737) | lot | SVC - HDB Site Access Fee [4cc.4.7.5] | SVC |  | 379.51 | 0 | 0 | 352.94 | 0
4cc.4.8 | Other Services
4cc.4.8.1 | Performance Monitoring Service | (2961-737) | lot | SVC - Performance Monitorin [4cc.4.8.1] | SVC |  | 608.19 | 0 | 0 | 565.62 | 0
4cc.4.8.2 | 4CC Strategy and deployment Services | (2961-737) | lot | SVC - 4CC Strategy and depl [4cc.4.8.2] | SVC |  | 104126.22 | 0 | 0 | 96837.38 | 0
4cc.4.8.3 | Services for 4CC Alternative Solution (OD) | (2961-737) | lot | SVC - Services for 4CC Alte [4cc.4.8.3] | SVC |  | 3202.54 | 0 | 0 | 2978.36 | 0
4cc.4.8.4 | Services for 4CC Alternative Solution - adding RUS, PDU, PSU (IB) | (2961-737) | lot | SVC - Services for 4CC Alte [4cc.4.8.4] | SVC |  | 4513.04 | 0 | 0 | 4197.13 | 0
4cc.4.8.5 | Supply & Install cable | (2961-737) | lot | SVC - Supply & Install cabl [4cc.4.8.5] | SVC |  | 300 | 0 | 0 | 279 | 0
Gross Total for Hardware and Software
Total Incentives, excluding Enhanced Payment Terms Incentive
Enhanced Payment Terms Incentive (7%)
Net Total for Hardware and Software after all incentives
Gross Total for Services
Total Incentives, excluding Enhanced Payment Terms Incentive
Enhanced Payment Terms Incentive (7%)
Net Total for Services after all incentives
Grand Net Total after all incentives
Note on K17: Ericsson: Lowered for FY12/13 because of incorrect BoQ

## 3cc-2G EOS
Title: Appendix II to Annex 5 - FY12_13 Radio Pricing Schedule
Project/Site:
Scope/Configuration:
S/N | Full Name |  | UoM | Short Name | Material | Quantity | Gross Price (S$) |  | Incentive | Net Price (S$) |  | Supposed Net Price (S$) |  | Voucher Amount
| Description | Product Code |  |  |  |  | Unit | Total |  | Unit | Total | Unit | Gross
3cc.1 | HARDWARE
3cc.1.1 | 2G
3cc.1.1.1 | 2G Change-out RBS6000 | (2460-794) | lot | HW - 2G Change-out RBS6000 [3cc.1.1.1] | HW |  | 24690 | 0 | 0 | 0 | 0 |  | 0
3cc.1.2 | 3G
3cc.1.2.1 | 3G Change-out RBS6000 | (2460-794) | lot | HW - 3G Change-out RBS6000 [3cc.1.2.1] | HW |  | 38810 | 0 | 0 | 0 | 0 |  | 0
3cc.1.2.1 | 3G 3cc Upgrade | (2460-794) | lot | HW - 3G 3cc Upgrade [3cc.1.2.1] | HW |  | 21061 | 0 | 0 | 0 | 0 |  | 0
3cc.2 | SOFTWARE
3cc.2.1 | 2G
3cc.2.1.1 | GSM RBS SW per TRX | (2123-222) | unit | SW - GSM RBS SW per TRX [3cc.2.1.1] | SW |  | 2227.96 | 0 | 0 | 0 | 0
3cc.2.2 | 3G (nodeB)
3cc.2.2.1 | FAJ1211112 R1 EUL Scheduler support for 6 cell carriers (2- & 3-sectors 3cc operation), per nodeB | (2492-137) | unit | SW - FAJ1211112 R1 EUL Sche [3cc.2.2.1] | SW |  | 1324.33 | 0 | 0 | 177.35 | 0
3cc.2.2.2 | FAJ1211518 R1, EUL for large RBS configurations (all 3cc operation), per nodeB | (2492-137) | unit | SW - FAJ1211518 R1, EUL for [3cc.2.2.2] | SW |  | 1749.65 | 0 | 0 | 195.26 | 0
3cc.2.3 | 3G (3HScc)
3cc.2.3.1 | (2nd C) Node B SW features, per 3HScc | (2492-137) | lot | SW - (2nd C) Node B SW feat [3cc.2.3.1] | SW |  | 9012.9 | 0 | 0 | 1207.01 | 0
3cc.2.3.2 | (3rd C) Node B SW features, per 3HScc | (2492-137) | lot | SW - (3rd C) Node B SW feat [3cc.2.3.2] | SW |  | 9012.9 | 0 | 0 | 1005.84 | 0
3cc.2.3.3 | (2nd C) HSDPA up to 32 users per cell, per 3HScc | (2492-137) | lot | SW - (2nd C) HSDPA up to 32 [3cc.2.3.3] | SW |  | 1069.65 | 0 | 0 | 143.25 | 0
3cc.2.3.4 | (3rd C) HSDPA up to 32 users per cell, per 3HScc | (2492-137) | lot | SW - (3rd C) HSDPA up to 32 [3cc.2.3.4] | SW |  | 1069.65 | 0 | 0 | 119.37 | 0
3cc.2.3.5 | (2nd C) FAJ1211106 R1, IF/IRAT mobility on HSPA, per 3HScc | (2492-137) | lot | SW - (2nd C) FAJ1211106 R1 [3cc.2.3.5] | SW |  | 303.07 | 0 | 0 | 40.59 | 0
3cc.2.3.6 | (3rd C) FAJ1211106 R1, IF/IRAT mobility on HSPA, per 3HScc | (2492-137) | lot | SW - (3rd C) FAJ1211106 R1 [3cc.2.3.6] | SW |  | 303.07 | 0 | 0 | 33.82 | 0
3cc.2.3.7 | (1st C) FAJ1211467, HSDPA Inter frequency Load Sharing, per 3HScc | (2492-137) | lot | SW - (1st C) FAJ1211467, H [3cc.2.3.7] | SW |  | 333.63 | 0 | 0 | 74.47 | 0
3cc.2.3.8 | (2nd C) FAJ1211467, HSDPA Inter frequency Load Sharing, per 3HScc | (2492-137) | lot | SW - (2nd C) FAJ1211467, HS [3cc.2.3.8] | SW |  | 333.63 | 0 | 0 | 44.68 | 0
3cc.2.3.9 | (3rd C) FAJ1211467, HSDPA Inter frequency Load Sharing, per 3HScc | (2492-137) | lot | SW - (3rd C) FAJ1211467, HS [3cc.2.3.9] | SW |  | 333.63 | 0 | 0 | 37.23 | 0
3cc.2.3.10 | (2nd C) FAJ1211531 R1, HSDPA up to 64 users, per 3HScc | (2492-137) | lot | SW - (2nd C) FAJ1211531 R1, [3cc.2.3.10] | SW |  | 802.24 | 0 | 0 | 107.44 | 0
3cc.2.3.11 | (3rd C) FAJ1211531 R1, HSDPA up to 64 users, per 3HScc | (2492-137) | lot | SW - (3rd C) FAJ1211531 R1, [3cc.2.3.11] | SW |  | 802.24 | 0 | 0 | 89.53 | 0
3cc.2.4 | 3G (3HScc) - 21Mbps
3cc.2.4.1 | (2nd C) 21 Mbps SW features, per 3HScc | (2492-137) | lot | SW - (2nd C) 21 Mbps SW fea [3cc.2.4.1] | SW |  | 2292.12 | 0 | 0 | 306.96 | 0
3cc.2.4.2 | (3rd C) 21 Mbps SW features, per 3HScc | (2492-137) | lot | SW - (3rd C) 21 Mbps SW fea [3cc.2.4.2] | SW |  | 2292.12 | 0 | 0 | 255.8 | 0
3cc.3 | 2 YEARS ENHANCED SUPPORT
3cc.3.1 | 2G
3cc.3.1.1 | Support - GSM RBS SW per TRX | (2272-912) | unit | SVC - Support - GSM RBS SW p [3cc.3.1.1] | SVC |  | 91.44 | 0 | 0 | 85.04 | 0
3cc.3.2 | 3G (nodeB)
3cc.3.2.1 | Support - FAJ1211112 R1 EUL Scheduler support for 6 cell carriers (2- & 3-sectors 3cc operation), per nodeB | (2272-912) | unit | SVC - Support - FAJ1211112 R [3cc.3.2.1] | SVC |  | 13.04 | 0 | 0 | 12.13 | 0
3cc.3.2.2 | Support - FAJ1211518 R1, EUL for large RBS configurations (all 3cc operation), per nodeB | (2272-912) | unit | SVC - Support - FAJ1211518 R [3cc.3.2.2] | SVC |  | 14.36 | 0 | 0 | 13.35 | 0
3cc.3.3 | 3G (3HScc)
3cc.3.3.1 | Support - (2nd C) Node B SW features, per 3HScc | (2272-912) | lot | SVC - Support - (2nd C) Node [3cc.3.3.1] | SVC |  | 88.77 | 0 | 0 | 82.56 | 0
3cc.3.3.2 | Support - (3rd C) Node B SW features, per 3HScc | (2272-912) | lot | SVC - Support - (3rd C) Node [3cc.3.3.2] | SVC |  | 73.98 | 0 | 0 | 68.8 | 0
3cc.3.3.3 | Support - (2nd C) HSDPA up to 32 users per cell, per 3HScc | (2272-912) | lot | SVC - Support - (2nd C) HSDP [3cc.3.3.3] | SVC |  | 10.54 | 0 | 0 | 9.8 | 0
3cc.3.3.4 | Support - (3rd C) HSDPA up to 32 users per cell, per 3HScc | (2272-912) | lot | SVC - Support - (3rd C) HSDP [3cc.3.3.4] | SVC |  | 8.78 | 0 | 0 | 8.17 | 0
3cc.3.3.5 | Support - (2nd C) FAJ1211106 R1, IF/IRAT mobility on HSPA, per 3HScc | (2272-912) | lot | SVC - Support - (2nd C) FAJ [3cc.3.3.5] | SVC |  | 2.99 | 0 | 0 | 2.78 | 0
3cc.3.3.6 | Support - (3rd C) FAJ1211106 R1, IF/IRAT mobility on HSPA, per 3HScc | (2272-912) | lot | SVC - Support - (3rd C) FAJ [3cc.3.3.6] | SVC |  | 2.49 | 0 | 0 | 2.32 | 0
3cc.2.3.7 | Support - (1st C) FAJ1211467, HSDPA Inter frequency Load Sharing, per 3HScc | (2492-137) | lot | SVC - Support - (1st C) FAJ [3cc.2.3.7] | SVC |  | 5.48 | 0 | 0 | 5.1 | 0
3cc.3.3.7 | Support - (2nd C) FAJ1211467, HSDPA Inter frequency Load Sharing, per 3HScc | (2272-912) | lot | SVC - Support - (2nd C) FAJ1 [3cc.3.3.7] | SVC |  | 3.29 | 0 | 0 | 3.06 | 0
3cc.3.3.8 | Support - (3rd C) FAJ1211467, HSDPA Inter frequency Load Sharing, per 3HScc | (2272-912) | lot | SVC - Support - (3rd C) FAJ1 [3cc.3.3.8] | SVC |  | 2.74 | 0 | 0 | 2.55 | 0
3cc.3.3.9 | Support - (2nd C) FAJ1211531 R1, HSDPA up to 64 users, per 3HScc | (2272-912) | lot | SVC - Support - (2nd C) FAJ1 [3cc.3.3.9] | SVC |  | 7.9 | 0 | 0 | 7.35 | 0
3cc.3.3.10 | Support - (3rd C) FAJ1211531 R1, HSDPA up to 64 users, per 3HScc | (2272-912) | lot | SVC - Support - (3rd C) FAJ [3cc.3.3.10] | SVC |  | 6.58 | 0 | 0 | 6.12 | 0
3cc.3.4 | 3G (3HScc) - 21Mbps
3cc.3.4.1 | Support - (2nd C) 21 Mbps SW features, per 3HScc | (2272-912) | lot | SVC - Support - (2nd C) 21 M [3cc.3.4.1] | SVC |  | 22.58 | 0 | 0 | 21 | 0
3cc.3.4.2 | Support - (3rd C) 21 Mbps SW features, per 3HScc | (2272-912) | lot | SVC - Support - (3rd C) 21 M [3cc.3.4.2] | SVC |  | 18.81 | 0 | 0 | 17.49 | 0
3cc.4 | SERVICES
3cc.4.1 | General Services
3cc.4.1.1 | Services for 2G EOS Co-site, including performance monitoring | (2961-737) | lot | SVC - Services for 2G EOS Co [3cc.4.1.1] | SVC |  | 15876.56 | 0 | 0 | 0 | 0 |  | 0
3cc.4.1.2 | Services for 2G EOS Stand-alone, including performance monitoring | (2961-737) | lot | SVC - Services for 2G EOS St [3cc.4.1.2] | SVC |  | 16050.27 | 0 | 0 | 0 | 0 |  | 0
3cc.4.1.3 | Services for 3G Modernisation (including Retrieval, Transportation & Warehousing of RAX/HS-TX board) | (2961-737) | lot | SVC - Services for 3G Modern [3cc.4.1.3] | SVC |  | 17083.49 | 0 | 0 | 0 | 0 |  | 0
3cc.4.1.4 | Services for 3cc Upgrade (including 3cc RF Engineer for ~4.6 months) | (2961-737) | lot | SVC - Services for 3cc Upgra [3cc.4.1.4] | SVC |  | 4622.0496 | 0 | 0 | 548.68 | 0
3cc.4.2 | Other Services
3cc.4.2.1 | Performance Monitoring Service | (2961-737) | lot | SVC - Performance Monitoring [3cc.4.2.1] | SVC |  | 608.19 | 0 | 0 | 565.62 | 0
3cc.4.2.2 | 2G RF tuning | (2961-737) | lot | SVC - 2G RF tuning [3cc.4.2.2] | SVC |  | 252.36 | 0 | 0 | 234.69 | 0
3cc.4.2.3 | 2G Antenna Rigging | (2961-737) | lot | SVC - 2G Antenna Rigging [3cc.4.2.3] | SVC |  | 659.5 | 0 | 0 | 613.34 | 0
3cc.4.2.4 | 2G Drive Test | (2961-737) | lot | SVC - 2G Drive Test [3cc.4.2.4] | SVC |  | 33720.43 | 0 | 0 | 31360 | 0
3cc.4.2.5 | 2G Antenna Change (Hardware) | (2961-737) | lot | SVC - 2G Antenna Change (Har [3cc.4.2.5] | SVC |  | 1433.69 | 0 | 0 | 1333.33 | 0
3cc.4.2.6 | 2G Antenna Change (Services) | (2961-737) | lot | SVC - 2G Antenna Change (Ser [3cc.4.2.6] | SVC |  | 1003.58 | 0 | 0 | 933.33 | 0
3cc.4.2.7 | Single Line Diagram with LEW | (2961-737) | lot | SVC - Single Line Diagram wi [3cc.4.2.7] | SVC |  | 716.85 | 0 | 0 | 666.67 | 0
3cc.4.2.8 | Electrical PE | (2961-737) | lot | SVC - Electrical PE [3cc.4.2.8] | SVC |  | 2150.54 | 0 | 0 | 2000 | 0
3cc.4.2.9 | 2G freq re-plan | (6967-651) | lot | SVC - 2G freq re-plan [3cc.4.2.9] | SVC |  | 1593423.05 | 0 | 0 | 0 | 0 |  | 0
Gross Total for Hardware and Software
Total Incentives, excluding Enhanced Payment Terms Incentive
Enhanced Payment Terms Incentive (7%)
Net Total for Hardware and Software after all incentives
Gross Total for Services
Total Incentives, excluding Enhanced Payment Terms Incentive
Enhanced Payment Terms Incentive (7%)
Net Total for Services after all incentives
Grand Net Total after all incentives

## 3G Capacity Expansion
Title: Appendix II to Annex 5 - FY12_13 Radio Pricing Schedule
Project/Site:
Scope/Configuration:
S/N | Full Name |  | UoM | Short Name | Material | Quantity | Gross Price (S$) |  | Incentive | Net Price (S$)
| Description | Product Code |  |  |  |  | Unit | Total |  | Unit | Total
C.E.1 | HARDWARE
C.E.1.1 | CE Kits HWAC
C.E.1.1.1 | (DL) DUW BB HW Activation Fee CE, per 16CE | (2491-872) | lot | HW - (DL) DUW BB HW Activat [C.E.1.1.1] | HW |  | 215 | 0 | 0 | 119.97 | 0
C.E.1.1.2 | (UL) DUW BB HW Activation Fee CE, per 16CE | (2491-872) | lot | HW - (UL) DUW BB HW Activat [C.E.1.1.2] | HW |  | 215 | 0 | 0 | 119.97 | 0
C.E.2 | SOFTWARE
C.E.2.1 | 2G
C.E.2.1.1 | FAJ 123149 Fast Return to WCDMA after Call Release, per TS | (2123-222) | unit | SW - FAJ 123149 Fast Return [C.E.2.1.1] | SW |  | 3.66 | 0 | 0 | 2.04 | 0
C.E.2.2 | 3G (nodeB)
C.E.2.2.1 | FAJ1211673 Channel Element Capacity for HSDPA Smartphones (R99), per nodeB | (2492-137) | unit | SW - FAJ1211673 Channel Ele [C.E.2.2.1] | SW |  | 668.53 | 0 | 0 | 149.22 | 0
C.E.2.2.2 | FAJ1211676, EUL up to 64 users, per nodeB | (2492-137) | unit | SW - FAJ1211676, EUL up to [C.E.2.2.2] | SW |  | 1002.8 | 0 | 0 | 223.82 | 0
C.E.2.3 | 3G (CE Kits) - Existing
C.E.2.3.1 | (UL) FAJ 121 1163, Advanced MO Scripting, per 16CE | (2492-137) | lot | SW - (UL) FAJ 121 1163, Adv [C.E.2.3.1] | SW |  | 18.75 | 0 | 0 | 4.19 | 0
C.E.2.3.2 | (UL) FAJ121425 R3, Max Bit Rate Capability for QoS Profiling, per 16CE | (2492-137) | lot | SW - (UL) FAJ121425 R3, Max [C.E.2.3.2] | SW |  | 33.45 | 0 | 0 | 7.47 | 0
C.E.2.3.3 | (UL) FAJ121845 R2, Dynamic PS I/B RAB Establishment, per 16CE | (2492-137) | lot | SW - (UL) FAJ121845 R2, Dyn [C.E.2.3.3] | SW |  | 11.23 | 0 | 0 | 2.51 | 0
C.E.2.3.4 | (UL) FAJ121977 R1, Flexible initial rate selection, PS Interactive, per 16CE | (2492-137) | lot | SW - (UL) FAJ121977 R1, Fle [C.E.2.3.4] | SW |  | 11.23 | 0 | 0 | 2.51 | 0
C.E.2.3.5 | (UL) Multi-RAB Bundle, per 16CE | (2492-137) | lot | SW - (UL) Multi-RAB Bundle, [C.E.2.3.5] | SW |  | 25.5 | 0 | 0 | 5.69 | 0
C.E.2.3.6 | (UL) Node B SW features, per 16CE | (2492-137) | lot | SW - (UL) Node B SW feature [C.E.2.3.6] | SW |  | 1113.17 | 0 | 0 | 248.46 | 0
C.E.2.4 | 3G (CE Kits) - New
C.E.2.4.1 | (DL) FAJ1211335 R1, Speech 12.2 kbps and HSPA PS Interactive RAB, per 16CE | (2492-137) | lot | SW - (DL) FAJ1211335 R1, Sp [C.E.2.4.1] | SW |  | 24.75 | 0 | 0 | 5.52 | 0
C.E.2.4.2 | (UL) FAJ1211335 R1, Speech 12.2 kbps and HSPA PS Interactive RAB, per 16CE | (2492-137) | lot | SW - (UL) FAJ1211335 R1, Sp [C.E.2.4.2] | SW |  | 8.25 | 0 | 0 | 1.84 | 0
C.E.2.4.3 | (DL) W12B_Call re-establishment, per 16CE | (2492-137) | lot | SW - (DL) W12B_Call re-esta [C.E.2.4.3] | SW |  | 95.5 | 0 | 0 | 21.32 | 0
C.E.2.4.4 | (UL) W12B_Call re-establishment, per 16CE | (2492-137) | lot | SW - (UL) W12B_Call re-esta [C.E.2.4.4] | SW |  | 31.83 | 0 | 0 | 7.1 | 0
C.E.2.4.5 | (DL) W12B_Faster RAB establishment - Direct upswitch from URA, per 16CE | (2492-137) | lot | SW - (DL) W12B_Faster RAB e [C.E.2.4.5] | SW |  | 60.17 | 0 | 0 | 13.43 | 0
C.E.2.4.6 | (UL) W12B_Faster RAB establishment - Direct upswitch from URA, per 16CE | (2492-137) | lot | SW - (UL) W12B_Faster RAB e [C.E.2.4.6] | SW |  | 20.06 | 0 | 0 | 4.48 | 0
C.E.2.4.7 | (DL) W12B_Improved compressed mode, per 16CE | (2492-137) | lot | SW - (DL) W12B_Improved com [C.E.2.4.7] | SW |  | 60.17 | 0 | 0 | 13.43 | 0
C.E.2.4.8 | (UL) W12B_Improved compressed mode, per 16CE | (2492-137) | lot | SW - (UL) W12B_Improved com [C.E.2.4.8] | SW |  | 20.06 | 0 | 0 | 4.48 | 0
C.E.2.4.9 | (DL) FAJ1211468, Non-HSPA Inter frequency Load Sharing, per 16CE | (2492-137) | lot | SW - (DL) FAJ1211468, Non-H [C.E.2.4.9] | SW |  | 110 | 0 | 0 | 24.55 | 0
C.E.2.4.10 | (UL) FAJ1211468, Non-HSPA Inter frequency Load Sharing, per 16CE | (2492-137) | lot | SW - (UL) FAJ1211468, Non-H [C.E.2.4.10] | SW |  | 37 | 0 | 0 | 8.26 | 0
C.E.2.5 | 3G (3HScc) - 64 HS users
C.E.2.5.1 | (1st C) FAJ1211531 R1, HSDPA up to 64 users, per 3HScc | (2492-137) | lot | SW - (1st C) FAJ1211531 R1, [C.E.2.5.1] | SW |  | 802.24 | 0 | 0 | 179.06 | 0
C.E.2.5.2 | (2nd C) FAJ1211531 R1, HSDPA up to 64 users, per 3HScc | (2492-137) | lot | SW - (2nd C) FAJ1211531 R1, [C.E.2.5.2] | SW |  | 802.24 | 0 | 0 | 107.44 | 0
C.E.2.5.3 | (3rd C) FAJ1211531 R1, HSDPA up to 64 users, per 3HScc | (2492-137) | lot | SW - (3rd C) FAJ1211531 R1, [C.E.2.5.3] | SW |  | 802.24 | 0 | 0 | 89.53 | 0
C.E.2.5.4 | (4th C) FAJ1211531 R1, HSDPA up to 64 users, per 3HScc | (2492-137) | lot | SW - (4th C) FAJ1211531 R1, [C.E.2.5.4] | SW |  | 802.24 | 0 | 0 | 89.53 | 0
C.E.2.6 | 3G (3HScc) - 96 HS users
C.E.2.6.1 | (1st C) FAJ1211531 R1, HSDPA up to 96 users, per 3HScc | (2492-137) | lot | SW - (1st C) FAJ1211531 R1, [C.E.2.6.1] | SW |  | 802.24 | 0 | 0 | 179.06 | 0
C.E.2.6.2 | (2nd C) FAJ1211531 R1, HSDPA up to 96 users, per 3HScc | (2492-137) | lot | SW - (2nd C) FAJ1211531 R1, [C.E.2.6.2] | SW |  | 802.24 | 0 | 0 | 107.44 | 0
C.E.2.6.3 | (3rd C) FAJ1211531 R1, HSDPA up to 96 users, per 3HScc | (2492-137) | lot | SW - (3rd C) FAJ1211531 R1, [C.E.2.6.3] | SW |  | 802.24 | 0 | 0 | 89.53 | 0
C.E.2.6.4 | (4th C) FAJ1211531 R1, HSDPA up to 96 users, per 3HScc | (2492-137) | lot | SW - (4th C) FAJ1211531 R1, [C.E.2.6.4] | SW |  | 802.24 | 0 | 0 | 89.53 | 0
C.E.2.7 | 3G (3HScc) - 21Mbps & 42Mbps
C.E.2.7.1 | (1st C) 21 Mbps SW features, per 3HScc | (2492-137) | lot | SW - (1st C) 21 Mbps SW fea [C.E.2.7.1] | SW |  | 2292.12 | 0 | 0 | 511.6 | 0
C.E.2.7.2 | (2nd C) 21 Mbps SW features, per 3HScc | (2492-137) | lot | SW - (2nd C) 21 Mbps SW fea [C.E.2.7.2] | SW |  | 2292.12 | 0 | 0 | 306.96 | 0
C.E.2.7.3 | (3rd C) 21 Mbps SW features, per 3HScc | (2492-137) | lot | SW - (3rd C) 21 Mbps SW fea [C.E.2.7.3] | SW |  | 2292.12 | 0 | 0 | 255.8 | 0
C.E.2.7.4 | (4th C) 21 Mbps SW features, per 3HScc | (2492-137) | lot | SW - (4th C) 21 Mbps SW fea [C.E.2.7.4] | SW |  | 2292.12 | 0 | 0 | 255.8 | 0
C.E.2.7.5 | (1st C) FAJ1211441 R1 Multi Carrier, per 3HScc | (2492-137) | lot | SW - (1st C) FAJ1211441 R1 [C.E.2.7.5] | SW |  | 1782.76 | 0 | 0 | 397.91 | 0
C.E.2.7.6 | (1st C) FAJ1211445 R1 Multi Carrier Inactivity Control, per 3HScc | (2492-137) | lot | SW - (1st C) FAJ1211445 R1 [C.E.2.7.6] | SW |  | 276.33 | 0 | 0 | 61.68 | 0
C.E.2.7.7 | (2nd C) FAJ1211441 R1 Multi Carrier, per 3HScc | (2492-137) | lot | SW - (2nd C) FAJ1211441 R1 [C.E.2.7.7] | SW |  | 1782.76 | 0 | 0 | 238.75 | 0
C.E.2.7.8 | (2nd C) FAJ1211445 R1 Multi Carrier Inactivity Control, per 3HScc | (2492-137) | lot | SW - (2nd C) FAJ1211445 R1 [C.E.2.7.8] | SW |  | 276.33 | 0 | 0 | 37.01 | 0
C.E.2.7.9 | (3rd C) FAJ1211441 R1 Multi Carrier, per 3HScc | (2492-137) | lot | SW - (3rd C) FAJ1211441 R1 [C.E.2.7.9] | SW |  | 1782.76 | 0 | 0 | 198.96 | 0
C.E.2.7.10 | (3rd C) FAJ1211445 R1 Multi Carrier Inactivity Control, per 3HScc | (2492-137) | lot | SW - (3rd C) FAJ1211445 R1 [C.E.2.7.10] | SW |  | 276.33 | 0 | 0 | 30.84 | 0
C.E.2.7.11 | (4th C) FAJ1211441 R1 Multi Carrier, per 3HScc | (2492-137) | lot | SW - (4th C) FAJ1211441 R1 [C.E.2.7.11] | SW |  | 1782.76 | 0 | 0 | 198.96 | 0
C.E.2.7.12 | (4th C) FAJ1211445 R1 Multi Carrier Inactivity Control, per 3HScc | (2492-137) | lot | SW - (4th C) FAJ1211445 R1 [C.E.2.7.12] | SW |  | 276.33 | 0 | 0 | 30.84 | 0
C.E.2.8 | 3G - 1 lot of SW features
C.E.2.8.1 | 1 lot of 125 qty of FAJ1211676, EUL up to 64 users | (2492-137) | lot | SW - 1 lot of 125 qty of FA [C.E.2.8.1] | SW |  | 125350 | 0 | 0 | 0 | 0
C.E.2.8.2 | 1 lot of 125 qty of (1st, 2nd & 3rd C) FAJ1211531 R1, HSDPA up to 96 users | (2492-137) | lot | SW - 1 lot of 125 qty of (1 [C.E.2.8.2] | SW |  | 300840 | 0 | 0 | 0 | 0
C.E.3 | 2 YEARS ENHANCED SUPPORT
C.E.3.1 | 2G
C.E.3.1.1 | Support - FAJ 123149 Fast Return to WCDMA after Call Release, per TS | (2272-912) | unit | SVC - Support - FAJ 123149 F [C.E.3.1.1] | SVC |  | 0.15 | 0 | 0 | 0.14 | 0
C.E.3.2 | 3G (nodeB)
C.E.3.2.1 | Support - FAJ1211673 Channel Element Capacity for HSDPA Smartphones (R99), per nodeB | (2272-912) | unit | SVC - Support - FAJ1211673 C [C.E.3.2.1] | SVC |  | 10.97 | 0 | 0 | 10.2 | 0
C.E.3.2.2 | Support - FAJ1211676, EUL up to 64 users, per nodeB | (2272-912) | unit | SVC - Support - FAJ1211676, [C.E.3.2.2] | SVC |  | 16.46 | 0 | 0 | 15.31 | 0
C.E.3.3 | 3G (CE Kits) - Existing
C.E.3.3.1 | Support - (UL) FAJ 121 1163, Advanced MO Scripting, per 16CE | (2272-912) | lot | SVC - Support - (UL) FAJ 121 [C.E.3.3.1] | SVC |  | 0.31 | 0 | 0 | 0.29 | 0
C.E.3.3.2 | Support - (UL) FAJ121425 R3, Max Bit Rate Capability for QoS Profiling, per 16CE | (2272-912) | lot | SVC - Support - (UL) FAJ1214 [C.E.3.3.2] | SVC |  | 0.55 | 0 | 0 | 0.51 | 0
C.E.3.3.3 | Support - (UL) FAJ121845 R2, Dynamic PS I/B RAB Establishment, per 16CE | (2272-912) | lot | SVC - Support - (UL) FAJ1218 [C.E.3.3.3] | SVC |  | 0.18 | 0 | 0 | 0.17 | 0
C.E.3.3.4 | Support - (UL) FAJ121977 R1, Flexible initial rate selection, PS Interactive, per 16CE | (2272-912) | lot | SVC - Support - (UL) FAJ1219 [C.E.3.3.4] | SVC |  | 0.18 | 0 | 0 | 0.17 | 0
C.E.3.3.5 | Support - (UL) Multi-RAB Bundle, per 16CE | (2272-912) | lot | SVC - Support - (UL) Multi-R [C.E.3.3.5] | SVC |  | 0.42 | 0 | 0 | 0.39 | 0
C.E.3.3.6 | Support - (UL) Node B SW features, per 16CE | (2272-912) | lot | SVC - Support - (UL) Node B [C.E.3.3.6] | SVC |  | 18.27 | 0 | 0 | 16.99 | 0
C.E.3.4 | 3G (CE Kits) - New
E3.4.1 | Support - (DL) FAJ1211335 R1, Speech 12.2 kbps and HSPA PS Interactive RAB, per 16CE | (2272-912) | lot | SVC - Support - (DL) FAJ1211 [E3.4.1] | SVC |  | 0.41 | 0 | 0 | 0.38 | 0
E3.4.2 | Support - (UL) FAJ1211335 R1, Speech 12.2 kbps and HSPA PS Interactive RAB, per 16CE | (2272-912) | lot | SVC - Support - (UL) FAJ1211 [E3.4.2] | SVC |  | 0.14 | 0 | 0 | 0.13 | 0
E3.4.3 | Support - (DL) W12B_Call re-establishment, per 16CE | (2272-912) | lot | SVC - Support - (DL) W12B_Ca [E3.4.3] | SVC |  | 1.57 | 0 | 0 | 1.46 | 0
E3.4.4 | Support - (UL) W12B_Call re-establishment, per 16CE | (2272-912) | lot | SVC - Support - (UL) W12B_Ca [E3.4.4] | SVC |  | 0.52 | 0 | 0 | 0.48 | 0
E3.4.5 | Support - (DL) W12B_Faster RAB establishment - Direct upswitch from URA, per 16CE | (2272-912) | lot | SVC - Support - (DL) W12B_Fa [E3.4.5] | SVC |  | 0.99 | 0 | 0 | 0.92 | 0
E3.4.6 | Support - (UL) W12B_Faster RAB establishment - Direct upswitch from URA, per 16CE | (2272-912) | lot | SVC - Support - (UL) W12B_Fa [E3.4.6] | SVC |  | 0.33 | 0 | 0 | 0.31 | 0
E3.4.7 | Support - (DL) W12B_Improved compressed mode, per 16CE | (2272-912) | lot | SVC - Support - (DL) W12B_Im [E3.4.7] | SVC |  | 0.99 | 0 | 0 | 0.92 | 0
E3.4.8 | Support - (UL) W12B_Improved compressed mode, per 16CE | (2272-912) | lot | SVC - Support - (UL) W12B_Im [E3.4.8] | SVC |  | 0.33 | 0 | 0 | 0.31 | 0
E3.4.9 | Support - (DL) FAJ1211468, Non-HSPA Inter frequency Load Sharing, per 16CE | (2272-912) | lot | SVC - Support - (DL) FAJ1211 [E3.4.9] | SVC |  | 1.81 | 0 | 0 | 1.68 | 0
E3.4.10 | Support - (UL) FAJ1211468, Non-HSPA Inter frequency Load Sharing, per 16CE | (2272-912) | lot | SVC - Support - (UL) FAJ1211 [E3.4.10] | SVC |  | 0.61 | 0 | 0 | 0.57 | 0
C.E.3.5 | 3G (3HScc) - 64 HS users
C.E.3.5.1 | Support - (1st C) FAJ1211531 R1, HSDPA up to 64 users, per 3HScc | (2272-912) | lot | SVC - Support - (1st C) FAJ1 [C.E.3.5.1] | SVC |  | 13.17 | 0 | 0 | 12.25 | 0
C.E.3.5.2 | Support - (2nd C) FAJ1211531 R1, HSDPA up to 64 users, per 3HScc | (2272-912) | lot | SVC - Support - (2nd C) FAJ1 [C.E.3.5.2] | SVC |  | 7.9 | 0 | 0 | 7.35 | 0
C.E.3.5.3 | Support - (3rd C) FAJ1211531 R1, HSDPA up to 64 users, per 3HScc | (2272-912) | lot | SVC - Support - (3rd C) FAJ1 [C.E.3.5.3] | SVC |  | 6.58 | 0 | 0 | 6.12 | 0
C.E.3.5.3 | Support - (4th C) FAJ1211531 R1, HSDPA up to 64 users, per 3HScc | (2272-912) | lot | SVC - Support - (4th C) FAJ1 [C.E.3.5.3] | SVC |  | 6.58 | 0 | 0 | 6.12 | 0
C.E.3.6 | 3G (3HScc) - 96 HS users
C.E.3.6.1 | Support - (1st C) FAJ1211531 R1, HSDPA up to 96 users, per 3HScc | (2272-912) | lot | SVC - Support - (1st C) FAJ1 [C.E.3.6.1] | SVC |  | 13.17 | 0 | 0 | 12.25 | 0
C.E.3.6.2 | Support - (2nd C) FAJ1211531 R1, HSDPA up to 96 users, per 3HScc | (2272-912) | lot | SVC - Support - (2nd C) FAJ1 [C.E.3.6.2] | SVC |  | 7.9 | 0 | 0 | 7.35 | 0
C.E.3.6.3 | Support - (3rd C) FAJ1211531 R1, HSDPA up to 96 users, per 3HScc | (2272-912) | lot | SVC - Support - (3rd C) FAJ1 [C.E.3.6.3] | SVC |  | 6.58 | 0 | 0 | 6.12 | 0
C.E.3.6.3 | Support - (4th C) FAJ1211531 R1, HSDPA up to 96 users, per 3HScc | (2272-912) | lot | SVC - Support - (4th C) FAJ1 [C.E.3.6.3] | SVC |  | 6.58 | 0 | 0 | 6.12 | 0
C.E.3.7 | 3G (3HScc) - 21Mbps & 42Mbps
C.E.3.7.1 | Support - (1st C) 21 Mbps SW features, per 3HScc | (2272-912) | lot | SVC - Support - (1st C) 21 M [C.E.3.7.1] | SVC |  | 37.63 | 0 | 0 | 35 | 0
C.E.3.7.2 | Support - (2nd C) 21 Mbps SW features, per 3HScc | (2272-912) | lot | SVC - Support - (2nd C) 21 M [C.E.3.7.2] | SVC |  | 22.58 | 0 | 0 | 21 | 0
C.E.3.7.3 | Support - (3rd C) 21 Mbps SW features, per 3HScc | (2272-912) | lot | SVC - Support - (3rd C) 21 M [C.E.3.7.3] | SVC |  | 18.81 | 0 | 0 | 17.49 | 0
C.E.3.7.4 | Support - (4th C) 21 Mbps SW features, per 3HScc | (2272-912) | lot | SVC - Support - (4th C) 21 M [C.E.3.7.4] | SVC |  | 18.81 | 0 | 0 | 17.49 | 0
C.E.3.7.5 | Support - (1st C) FAJ1211441 R1 Multi Carrier, per 3HScc | (2272-912) | lot | SVC - Support - (1st C) FAJ1 [C.E.3.7.5] | SVC |  | 29.27 | 0 | 0 | 27.22 | 0
C.E.3.7.6 | Support - (1st C) FAJ1211445 R1 Multi Carrier Inactivity Control, per 3HScc | (2272-912) | lot | SVC - Support - (1st C) FAJ1 [C.E.3.7.6] | SVC |  | 4.54 | 0 | 0 | 4.22 | 0
C.E.3.7.7 | Support - (2nd C) FAJ1211441 R1 Multi Carrier, per 3HScc | (2272-912) | lot | SVC - Support - (2nd C) FAJ1 [C.E.3.7.7] | SVC |  | 17.56 | 0 | 0 | 16.33 | 0
C.E.3.7.8 | Support - (2nd C) FAJ1211445 R1 Multi Carrier Inactivity Control, per 3HScc | (2272-912) | lot | SVC - Support - (2nd C) FAJ1 [C.E.3.7.8] | SVC |  | 2.72 | 0 | 0 | 2.53 | 0
C.E.3.7.9 | Support - (3rd C) FAJ1211441 R1 Multi Carrier, per 3HScc | (2272-912) | lot | SVC - Support - (3rd C) FAJ1 [C.E.3.7.9] | SVC |  | 14.63 | 0 | 0 | 13.61 | 0
C.E.3.7.10 | Support - (3rd C) FAJ1211445 R1 Multi Carrier Inactivity Control, per 3HScc | (2272-912) | lot | SVC - Support - (3rd C) FAJ [C.E.3.7.10] | SVC |  | 2.27 | 0 | 0 | 2.11 | 0
C.E.3.7.11 | Support - (4th C) FAJ1211441 R1 Multi Carrier, per 3HScc | (2272-912) | lot | SVC - Support - (4th C) FAJ [C.E.3.7.11] | SVC |  | 14.63 | 0 | 0 | 13.61 | 0
C.E.3.7.12 | Support - (4th C) FAJ1211445 R1 Multi Carrier Inactivity Control, per 3HScc | (2272-912) | lot | SVC - Support - (4th C) FAJ [C.E.3.7.12] | SVC |  | 2.27 | 0 | 0 | 2.11 | 0
C.E.3.8 | 3G - 1 lot of SW features
C.E.3.8.1 | Support - 1 lot of 125 qty of FAJ1211676, EUL up to 64 users | (2272-912) | lot | SVC - Support - 1 lot of 125 [C.E.3.8.1] | SVC |  | 2057.7 | 0 | 0 | 0 | 0
C.E.3.8.2 | Support - 1 lot of 125 qty of (1st, 2nd & 3rd C) FAJ1211531 R1, HSDPA up to 96 users | (2272-912) | lot | SVC - Support - 1 lot of 125 [C.E.3.8.2] | SVC |  | 3457.05 | 0 | 0 | 0 | 0
C.E.4 | SERVICES
C.E.4.1 | SW activation and loading services: - Ordering and activation of SW licenses - License loading remotely via OSS-RC engineer - Total SW licenses will be rollout within Max one year | (2961-737) | lot | SVC - SW activation and load [C.E.4.1] | SVC |  | 181182 | 0 | 0 | 168499.26 | 0
C.E.4.2 | CE license movement administration services: - Admin correction and activation of CE License for 1500 movement - License loading remotely via OSS-RC engineer - Total no CE will be rollout within Max one year | (2961-737) | lot | SVC - CE license movement ad [C.E.4.2] | SVC |  | 266016 | 0 | 0 | 0 | 0
C.E.4.3 | Delivery & Installation of RAX/HS-TX board | (2961-737) | lot | SVC - Delivery & Installatio [C.E.4.3] | SVC |  | 238 | 0 | 0 | 221.34 | 0
C.E.4.4 | RNC Support for Delivery & Installation of RAX/HS-TX board | (2961-737) | lot | SVC - RNC Support for Delive [C.E.4.4] | SVC |  | 205.33 | 0 | 0 | 190.96 | 0
C.E.4.5 | SC Re-plan Services | (2961-737) | lot | SVC - SC Re-plan Services [C.E.4.5] | SVC |  | 117445.23 | 0 | 0 | 0 | 0
Gross Total for Hardware and Software
Total Incentives, excluding Enhanced Payment Terms Incentive
Enhanced Payment Terms Incentive (7%)
Net Total for Hardware and Software after all incentives
Gross Total for Services
Total Incentives, excluding Enhanced Payment Terms Incentive
Enhanced Payment Terms Incentive (7%)
Net Total for Services after all incentives
Grand Net Total after all incentives
Note on K66: Ericsson: FOC for FY12/13 BoQ
Note on K67: Ericsson: FOC for FY12/13 BoQ
Note on K119: Ericsson: FOC for FY12/13 BoQ
Note on K120: Ericsson: FOC for FY12/13 BoQ
Note on K124: Ericsson: FOC for FY12/13 BoQ
Note on K127: Ericsson: FOC for FY12/13 BoQ

## LTE Nationwide
Title: Appendix II to Annex 5 - FY12_13 Radio Pricing Schedule
Project/Site:
Scope/Configuration:
S/N | Full Name |  | UoM | Short Name | Material | Quantity | Gross Price (S$) |  | Incentive | Net Price (S$)
| Description | Product Code |  |  |  |  | Unit | Total |  | Unit | Total
L.N.1 | HARDWARE
L.N.1.1 | eNodeB - RBS6101
L.N.1.1.1 | RBS6101_1 Sect SIMO_2.6(RUS01-B7_20MHz/40W)_1xDUL20(76DL/51UL/10CU) | (2460-794) | set | HW - RBS6101_1 Sect SIMO_2 [L.N.1.1.1] | HW |  | 30036.27 | 0 | 0 | 16760.24 | 0
L.N.1.1.2 | RBS6101_2 Sect SIMO_2.6(RUS01-B7_20MHz/40W)_1xDUL20(76DL/51UL/10CU) | (2460-794) | set | HW - RBS6101_2 Sect SIMO_2 [L.N.1.1.2] | HW |  | 36313.13 | 0 | 0 | 20262.73 | 0
L.N.1.1.3 | RBS6101_3 Sect SIMO_2.6(RUS01-B7_20MHz/40W)_1xDUL20(76DL/51UL/10CU) | (2460-794) | set | HW - RBS6101_3 Sect SIMO_2 [L.N.1.1.3] | HW |  | 40943.24 | 0 | 0 | 22846.33 | 0
L.N.1.1.4 | RBS6101_1 Sect SIMO_1.8(RUS02-B3*_10MHz/30W)_1xDUL20(37DL/26UL/10CU) | (2460-794) | set | HW - RBS6101_1 Sect SIMO_1 [L.N.1.1.4] | HW |  | 30332.56 | 0 | 0 | 16925.57 | 0
L.N.1.1.5 | RBS6101_2 Sect SIMO_1.8(RUS02-B3*_10MHz/30W)_1xDUL20(37DL/26UL/10CU) | (2460-794) | set | HW - RBS6101_2 Sect SIMO_1 [L.N.1.1.5] | HW |  | 37998.08 | 0 | 0 | 21202.93 | 0
L.N.1.1.6 | RBS6101_3 Sect SIMO_1.8(RUS02-B3*_10MHz/30W)_1xDUL20(37DL/26UL/10CU) | (2460-794) | set | HW - RBS6101_3 Sect SIMO_1 [L.N.1.1.6] | HW |  | 41520.3 | 0 | 0 | 23168.33 | 0
L.N.1.1.7 | RBS6101_1 Sect 2x2 MIMO_2.6(RUS01-B7_20MHz/40+40W)_1xDUL20(151DL/51UL/10CU) | (2460-794) | set | HW - RBS6101_1 Sect 2x2 MI [L.N.1.1.7] | HW |  | 36624.97 | 0 | 0 | 20436.73 | 0
L.N.1.1.8 | RBS6101_2 Sect 2x2 MIMO_2.6(RUS01-B7_20MHz/40+40W)_1xDUL20(151DL/51UL/10CU) | (2460-794) | set | HW - RBS6101_2 Sect 2x2 MI [L.N.1.1.8] | HW |  | 45523.02 | 0 | 0 | 25401.85 | 0
L.N.1.1.9 | RBS6101_3 Sect 2x2 MIMO_2.6(RUS01-B7_20MHz/40+40W)_1xDUL20(151DL/51UL/10CU) | (2460-794) | set | HW - RBS6101_3 Sect 2x2 MI [L.N.1.1.9] | HW |  | 54421.07 | 0 | 0 | 30366.96 | 0
L.N.1.1.10 | RBS6101_1 Sect 2x2 MIMO_1.8(RUS02-B3*_10MHz/30+30W)_1xDUL20(74DL/26UL/10CU) | (2460-794) | set | HW - RBS6101_1 Sect 2x2 MI [L.N.1.1.10] | HW |  | 37834.43 | 0 | 0 | 21111.61 | 0
L.N.1.1.11 | RBS6101_2 Sect 2x2 MIMO_1.8(RUS02-B3*_10MHz/30+30W)_1xDUL20(74DL/26UL/10CU) | (2460-794) | set | HW - RBS6101_2 Sect 2x2 MI [L.N.1.1.11] | HW |  | 47713.61 | 0 | 0 | 26624.19 | 0
L.N.1.1.12 | RBS6101_3 Sect 2x2 MIMO_1.8(RUS02-B3*_10MHz/30+30W)_1xDUL20(74DL/26UL/10CU) | (2460-794) | set | HW - RBS6101_3 Sect 2x2 MI [L.N.1.1.12] | HW |  | 57592.79 | 0 | 0 | 32136.78 | 0
L.N.1.2 | Additional Band in RBS6101
L.N.1.2.1 | Additional 1 Sect SIMO_1.8(RUS02-B3*_10MHz/30W)_In RBS6101 | (2460-794) | set | HW - Additional 1 Sect SIM [L.N.1.2.1] | HW |  | 7665.52 | 0 | 0 | 4277.36 | 0
L.N.1.2.2 | Additional 2 Sect SIMO_1.8(RUS02-B3*_10MHz/30W)_1xDUL20(37DL/26UL)_In RBS6101 | (2460-794) | set | HW - Additional 2 Sect SIM [L.N.1.2.2] | HW |  | 25449.61 | 0 | 0 | 14200.88 | 0
L.N.1.2.3 | Additional 3 Sect SIMO_1.8(RUS02-B3*_10MHz/30W)_1xDUL20(37DL/26UL)_In RBS6101 | (2460-794) | set | HW - Additional 3 Sect SIM [L.N.1.2.3] | HW |  | 28971.83 | 0 | 0 | 16166.28 | 0
L.N.1.2.4 | Additional 1 Sect SIMO_2.6(RUS01-B7_20MHz/40W)_In RBS6101 | (2460-794) | set | HW - Additional 1 Sect SIM [L.N.1.2.4] | HW |  | 8257.25 | 0 | 0 | 4607.55 | 0
L.N.1.2.5 | Additional 2 Sect SIMO_2.6(RUS01-B7_20MHz/40W)_1xDUL20(76DL/51UL)_In RBS6101 | (2460-794) | set | HW - Additional 2 Sect SIM [L.N.1.2.5] | HW |  | 24652.69 | 0 | 0 | 13756.2 | 0
L.N.1.2.6 | Additional 3 Sect SIMO_2.6(RUS01-B7_20MHz/40W)_1xDUL20(76DL/51UL)_In RBS6101 | (2460-794) | set | HW - Additional 3 Sect SIM [L.N.1.2.6] | HW |  | 29282.81 | 0 | 0 | 16339.81 | 0
L.N.1.2.7 | Additional 1 Sect 2x2 MIMO_1.8(RUS02-B3*_10MHz/30+30W)_1xDUL20(74DL/26UL)_In RBS6101 | (2460-794) | set | HW - Additional 1 Sect 2x2 [L.N.1.2.7] | HW |  | 25285.97 | 0 | 0 | 14109.57 | 0
L.N.1.2.8 | Additional 1 Sect 2x2 MIMO_2.6(RUS01-B7_20MHz/40+40W)_1xDUL20(151DL/51UL)_In RBS6101 | (2460-794) | set | HW - Additional 1 Sect 2x2 [L.N.1.2.8] | HW |  | 24964.54 | 0 | 0 | 13930.21 | 0
L.N.1.3 | eNodeB - RBS6102
L.N.1.3.1 | RBS6102_1 Sect SIMO_2.6(RUS01-B7_20MHz/40W)_1xDUL20(76DL/51UL/10CU) | (2460-794) | set | HW - RBS6102_1 Sect SIMO_2 [L.N.1.3.1] | HW |  | 35905.24 | 0 | 0 | 20035.12 | 0
L.N.1.3.2 | RBS6102_2 Sect SIMO_2.6(RUS01-B7_20MHz/40W)_1xDUL20(76DL/51UL/10CU) | (2460-794) | set | HW - RBS6102_2 Sect SIMO_2 [L.N.1.3.2] | HW |  | 42182.11 | 0 | 0 | 23537.62 | 0
L.N.1.3.3 | RBS6102_3 Sect SIMO_2.6(RUS01-B7_20MHz/40W)_1xDUL20(76DL/51UL/10CU) | (2460-794) | set | HW - RBS6102_3 Sect SIMO_2 [L.N.1.3.3] | HW |  | 47125.99 | 0 | 0 | 26296.3 | 0
L.N.1.3.4 | RBS6102_1 Sect SIMO_1.8(RUS02-B3*_20MHz/30W)_1xDUL20(37DL/26UL/10CU) | (2460-794) | set | HW - RBS6102_1 Sect SIMO_1 [L.N.1.3.4] | HW |  | 36055.89 | 0 | 0 | 20119.19 | 0
L.N.1.3.5 | RBS6102_2 Sect SIMO_1.8(RUS02-B3*_20MHz/30W)_1xDUL20(37DL/26UL/10CU) | (2460-794) | set | HW - RBS6102_2 Sect SIMO_1 [L.N.1.3.5] | HW |  | 43721.4 | 0 | 0 | 24396.54 | 0
L.N.1.3.6 | RBS6102_3 Sect SIMO_1.8(RUS02-B3*_20MHz/30W)_1xDUL20(37DL/26UL/10CU) | (2460-794) | set | HW - RBS6102_3 Sect SIMO_1 [L.N.1.3.6] | HW |  | 47557.39 | 0 | 0 | 26537.02 | 0
L.N.1.3.7 | RBS6102_1 Sect 2x2 MIMO_2.6(RUS01-B7_20MHz/40+40W)_1xDUL20(151DL/51UL/10CU) | (2460-794) | set | HW - RBS6102_1 Sect 2x2 MI [L.N.1.3.7] | HW |  | 42493.95 | 0 | 0 | 23711.62 | 0
L.N.1.3.8 | RBS6102_2 Sect 2x2 MIMO_2.6(RUS01-B7_20MHz/40+40W)_1xDUL20(151DL/51UL/10CU) | (2460-794) | set | HW - RBS6102_2 Sect 2x2 MI [L.N.1.3.8] | HW |  | 51705.77 | 0 | 0 | 28851.82 | 0
L.N.1.3.9 | RBS6102_3 Sect 2x2 MIMO_2.6(RUS01-B7_20MHz/40+40W)_1xDUL20(151DL/51UL/10CU) | (2460-794) | set | HW - RBS6102_3 Sect 2x2 MI [L.N.1.3.9] | HW |  | 60917.58 | 0 | 0 | 33992.01 | 0
L.N.1.3.10 | RBS6102_1 Sect 2x2 MIMO_1.8(RUS02-B3*_10MHz/30+30W)_1xDUL20(74DL/26UL/10CU) | (2460-794) | set | HW - RBS6102_1 Sect 2x2 MI [L.N.1.3.10] | HW |  | 43557.76 | 0 | 0 | 24305.23 | 0
L.N.1.3.11 | RBS6102_2 Sect 2x2 MIMO_1.8(RUS02-B3*_10MHz/30+30W)_1xDUL20(74DL/26UL/10CU) | (2460-794) | set | HW - RBS6102_2 Sect 2x2 MI [L.N.1.3.11] | HW |  | 53750.7 | 0 | 0 | 29992.89 | 0
L.N.1.3.12 | RBS6102_3 Sect 2x2 MIMO_1.8(RUS02-B3*_10MHz/30+30W)_1xDUL20(74DL/26UL/10CU) | (2460-794) | set | HW - RBS6102_3 Sect 2x2 MI [L.N.1.3.12] | HW |  | 63943.65 | 0 | 0 | 35680.56 | 0
L.N.1.4 | Additional Band in RBS6102
L.N.1.4.1 | Additional 1 Sect SIMO_1.8(RUS02-B3*_10MHz/30W)_In RBS6102 | (2460-794) | set | HW - Additional 1 Sect SIM [L.N.1.4.1] | HW |  | 7665.52 | 0 | 0 | 4277.36 | 0
L.N.1.4.2 | Additional 2 Sect SIMO_1.8(RUS02-B3*_10MHz/30W)_1xDUL20(37DL/26UL)_In RBS6102 | (2460-794) | set | HW - Additional 2 Sect SIM [L.N.1.4.2] | HW |  | 25449.61 | 0 | 0 | 14200.88 | 0
L.N.1.4.3 | Additional 3 Sect SIMO_1.8(RUS02-B3*_10MHz/30W)_1xDUL20(37DL/26UL)_In RBS6102 | (2460-794) | set | HW - Additional 3 Sect SIM [L.N.1.4.3] | HW |  | 28971.83 | 0 | 0 | 16166.28 | 0
L.N.1.4.4 | Additional 1 Sect SIMO_2.6(RUS01-B7_20MHz/40W)_In RBS6102 | (2460-794) | set | HW - Additional 1 Sect SIM [L.N.1.4.4] | HW |  | 8257.25 | 0 | 0 | 4607.55 | 0
L.N.1.4.5 | Additional 2 Sect SIMO_2.6(RUS01-B7_20MHz/40W)_1xDUL20(76DL/51UL)_In RBS6102 | (2460-794) | set | HW - Additional 2 Sect SIM [L.N.1.4.5] | HW |  | 24652.69 | 0 | 0 | 13756.2 | 0
L.N.1.4.6 | Additional 3 Sect SIMO_2.6(RUS01-B7_20MHz/40W)_1xDUL20(76DL/51UL)_In RBS6102 | (2460-794) | set | HW - Additional 3 Sect SIM [L.N.1.4.6] | HW |  | 29282.81 | 0 | 0 | 16339.81 | 0
L.N.1.4.7 | Additional 1 Sect 2x2 MIMO_1.8(RUS02-B3*_10MHz/30+30W)_1xDUL20(74DL/26UL)_In RBS6102 | (2460-794) | set | HW - Additional 1 Sect 2x2 [L.N.1.4.7] | HW |  | 24480.26 | 0 | 0 | 13659.99 | 0
L.N.1.4.8 | Additional 2 Sect 2x2 MIMO_1.8(RUS02-B3*_10MHz/30+30W)_1xDUL20(74DL/26UL)_In RBS6102 | (2460-794) | set | HW - Additional 2 Sect 2x2 [L.N.1.4.8] | HW |  | 38413.05 | 0 | 0 | 21434.48 | 0
L.N.1.4.9 | Additional 3 Sect 2x2 MIMO_1.8(RUS02-B3*_10MHz/30+30W)_1xDUL20(74DL/26UL)_In RBS6102 | (2460-794) | set | HW - Additional 3 Sect 2x2 [L.N.1.4.9] | HW |  | 48292.23 | 0 | 0 | 26947.06 | 0
L.N.1.4.10 | Additional 1 Sect 2x2 MIMO_2.6(RUS01-B7_20MHz/40+40W)_1xDUL20(151DL/51UL)_In RBS6102 | (2460-794) | set | HW - Additional 1 Sect 2x2 [L.N.1.4.10] | HW |  | 26167.76 | 0 | 0 | 14601.61 | 0
L.N.1.4.11 | Additional 2 Sect 2x2 MIMO_2.6(RUS01-B7_20MHz/40+40W)_1xDUL20(151DL/51UL)_In RBS6102 | (2460-794) | set | HW - Additional 2 Sect 2x2 [L.N.1.4.11] | HW |  | 37110.49 | 0 | 0 | 20707.65 | 0
L.N.1.4.12 | Additional 3 Sect 2x2 MIMO_2.6(RUS01-B7_20MHz/40+40W)_1xDUL20(151DL/51UL)_In RBS6102 | (2460-794) | set | HW - Additional 3 Sect 2x2 [L.N.1.4.12] | HW |  | 46008.54 | 0 | 0 | 25672.77 | 0
L.N.1.5 | eNodeB - RBS6201
L.N.1.5.1 | RBS6201_1 Sect SIMO_2.6(RUS01-B7_20MHz/40W)_1xDUL20(76DL/51UL/10CU) | (2460-794) | set | HW - RBS6201_1 Sect SIMO_2 [L.N.1.5.1] | HW |  | 23991.84 | 0 | 0 | 13387.45 | 0
L.N.1.5.2 | RBS6201_2 Sect SIMO_2.6(RUS01-B7_20MHz/40W)_1xDUL20(76DL/51UL/10CU) | (2460-794) | set | HW - RBS6201_2 Sect SIMO_2 [L.N.1.5.2] | HW |  | 30268.7 | 0 | 0 | 16889.93 | 0
L.N.1.5.3 | RBS6201_3 Sect SIMO_2.6(RUS01-B7_20MHz/40W)_1xDUL20(76DL/51UL/10CU) | (2460-794) | set | HW - RBS6201_3 Sect SIMO_2 [L.N.1.5.3] | HW |  | 35212.58 | 0 | 0 | 19648.62 | 0
L.N.1.5.4 | RBS6201_1 Sect SIMO_1.8(RUS02*-B3_10MHz/30W)_1xDUL20(37DL/26UL/10CU) | (2460-794) | set | HW - RBS6201_1 Sect SIMO_1 [L.N.1.5.4] | HW |  | 24277.24 | 0 | 0 | 13546.7 | 0
L.N.1.5.5 | RBS6201_2 Sect SIMO_1.8(RUS02*-B3_10MHz/30W)_1xDUL20(37DL/26UL/10CU) | (2460-794) | set | HW - RBS6201_2 Sect SIMO_1 [L.N.1.5.5] | HW |  | 32643.13 | 0 | 0 | 18214.87 | 0
L.N.1.5.6 | RBS6201_3 Sect SIMO_1.8(RUS02*-B3_10MHz/30W)_1xDUL20(37DL/26UL/10CU) | (2460-794) | set | HW - RBS6201_3 Sect SIMO_1 [L.N.1.5.6] | HW |  | 37179.49 | 0 | 0 | 20746.16 | 0
L.N.1.5.7 | RBS6201_1 Sect 2x2 MIMO_2.6(RUS01-B7_20MHz/40+40W)_1xDUL20(151DL/51UL/10CU) | (2460-794) | set | HW - RBS6201_1 Sect 2x2 MI [L.N.1.5.7] | HW |  | 30580.54 | 0 | 0 | 17063.94 | 0
L.N.1.5.8 | RBS6201_2 Sect 2x2 MIMO_2.6(RUS01-B7_20MHz/40+40W)_1xDUL20(151DL/51UL/10CU) | (2460-794) | set | HW - RBS6201_2 Sect 2x2 MI [L.N.1.5.8] | HW |  | 39792.36 | 0 | 0 | 22204.14 | 0
L.N.1.5.9 | RBS6201_3 Sect 2x2 MIMO_2.6(RUS01-B7_20MHz/40+40W)_1xDUL20(151DL/51UL/10CU) | (2460-794) | set | HW - RBS6201_3 Sect 2x2 MI [L.N.1.5.9] | HW |  | 48690.41 | 0 | 0 | 27169.25 | 0
L.N.1.5.10 | RBS6201_1 Sect 2x2 MIMO_1.8(RUS02*-B3_10MHz/30+30W)_1xDUL20(74DL/26UL/10CU) | (2460-794) | set | HW - RBS6201_1 Sect 2x2 MI [L.N.1.5.10] | HW |  | 31779.12 | 0 | 0 | 17732.75 | 0
L.N.1.5.11 | RBS6201_2 Sect 2x2 MIMO_1.8(RUS02*-B3_10MHz/30+30W)_1xDUL20(74DL/26UL/10CU) | (2460-794) | set | HW - RBS6201_2 Sect 2x2 MI [L.N.1.5.11] | HW |  | 42672.43 | 0 | 0 | 23811.22 | 0
L.N.1.5.12 | RBS6201_3 Sect 2x2 MIMO_1.8(RUS02*-B3_10MHz/30+30W)_1xDUL20(74DL/26UL/10CU) | (2460-794) | set | HW - RBS6201_3 Sect 2x2 MI [L.N.1.5.12] | HW |  | 53251.98 | 0 | 0 | 29714.6 | 0
L.N.1.6 | Additional Band in RBS6201
L.N.1.6.1 | Additional 1 Sect SIMO_1.8(RUS02-B3*_10MHz/30W)_In RBS6201 | (2460-794) | set | HW - Additional 1 Sect SIM [L.N.1.6.1] | HW |  | 7665.52 | 0 | 0 | 4277.36 | 0
L.N.1.6.2 | Additional 2 Sect SIMO_1.8(RUS02-B3*_10MHz/30W)_1xDUL20(37DL/26UL)_In RBS6201 | (2460-794) | set | HW - Additional 2 Sect SIM [L.N.1.6.2] | HW |  | 25449.61 | 0 | 0 | 14200.88 | 0
L.N.1.6.3 | Additional 3 Sect SIMO_1.8(RUS02-B3*_10MHz/30W)_1xDUL20(37DL/26UL)_In RBS6201 | (2460-794) | set | HW - Additional 3 Sect SIM [L.N.1.6.3] | HW |  | 28971.83 | 0 | 0 | 16166.28 | 0
L.N.1.6.4 | Additional 1 Sect SIMO_2.6(RUS01-B7_20MHz/40W)_In RBS6201 | (2460-794) | set | HW - Additional 1 Sect SIM [L.N.1.6.4] | HW |  | 8257.25 | 0 | 0 | 4607.55 | 0
L.N.1.6.5 | Additional 2 Sect SIMO_2.6(RUS01-B7_20MHz/40W)_1xDUL20(76DL/51UL)_In RBS6201 | (2460-794) | set | HW - Additional 2 Sect SIM [L.N.1.6.5] | HW |  | 24652.69 | 0 | 0 | 13756.2 | 0
L.N.1.6.6 | Additional 3 Sect SIMO_2.6(RUS01-B7_20MHz/40W)_1xDUL20(76DL/51UL)_In RBS6201 | (2460-794) | set | HW - Additional 3 Sect SIM [L.N.1.6.6] | HW |  | 29282.81 | 0 | 0 | 16339.81 | 0
L.N.1.6.7 | Additional 1 Sect 2x2 MIMO_1.8(RUS02-B3*_10MHz/30+30W)_1xDUL20(74DL/26UL)_In RBS6201 | (2460-794) | set | HW - Additional 1 Sect 2x2 [L.N.1.6.7] | HW |  | 24480.26 | 0 | 0 | 13659.99 | 0
L.N.1.6.8 | Additional 2 Sect 2x2 MIMO_1.8(RUS02-B3*_10MHz/30+30W)_1xDUL20(74DL/26UL)_In RBS6201 | (2460-794) | set | HW - Additional 2 Sect 2x2 [L.N.1.6.8] | HW |  | 35831.49 | 0 | 0 | 19993.97 | 0
L.N.1.6.9 | Additional 3 Sect 2x2 MIMO_1.8(RUS02-B3*_10MHz/30+30W)_1xDUL20(74DL/26UL)_In RBS6201 | (2460-794) | set | HW - Additional 3 Sect 2x2 [L.N.1.6.9] | HW |  | 45710.67 | 0 | 0 | 25506.55 | 0
L.N.1.6.10 | Additional 1 Sect 2x2 MIMO_2.6(RUS01-B7_20MHz/40+40W)_1xDUL20(151DL/51UL)_In RBS6201 | (2460-794) | set | HW - Additional 1 Sect 2x2 [L.N.1.6.10] | HW |  | 26167.76 | 0 | 0 | 14601.61 | 0
L.N.1.6.11 | Additional 2 Sect 2x2 MIMO_2.6(RUS01-B7_20MHz/40+40W)_1xDUL20(151DL/51UL)_In RBS6201 | (2460-794) | set | HW - Additional 2 Sect 2x2 [L.N.1.6.11] | HW |  | 34528.93 | 0 | 0 | 19267.14 | 0
L.N.1.6.12 | Additional 3 Sect 2x2 MIMO_2.6(RUS01-B7_20MHz/40+40W)_1xDUL20(151DL/51UL)_In RBS6201 | (2460-794) | set | HW - Additional 3 Sect 2x2 [L.N.1.6.12] | HW |  | 43426.98 | 0 | 0 | 24232.25 | 0
L.N.1.7 | eNodeB - RBS6301 (AC)
L.N.1.7.1 | RBS6301_1 Sect SIMO_2.6(RRUS11-B7_20MHz/30W)_1xDUL20(76DL/51UL/10CU) | (2460-794) | set | HW - RBS6301_1 Sect SIMO_2 [L.N.1.7.1] | HW |  | 36387.75 | 0 | 0 | 20304.36 | 0
L.N.1.7.2 | RBS6301_2 Sect SIMO_2.6(RRUS11-B7_20MHz/30W)_1xDUL20(76DL/51UL/10CU) | (2460-794) | set | HW - RBS6301_2 Sect SIMO_2 [L.N.1.7.2] | HW |  | 50042.12 | 0 | 0 | 27923.5 | 0
L.N.1.7.3 | RBS6301_3 Sect SIMO_2.6(RRUS11-B7_20MHz/30W)_1xDUL20(76DL/51UL/10CU) | (2460-794) | set | HW - RBS6301_3 Sect SIMO_2 [L.N.1.7.3] | HW |  | 63696.49 | 0 | 0 | 35542.64 | 0
L.N.1.7.4 | RBS6301_1 Sect SIMO_1.8(RRUS12*-B3_10MHz/15W)_1xDUL20(37DL/26UL/10CU) | (2460-794) | set | HW - RBS6301_1 Sect SIMO_1 [L.N.1.7.4] | HW |  | 32945.63 | 0 | 0 | 18383.66 | 0
L.N.1.7.5 | RBS6301_2 Sect SIMO_1.8(RRUS12*-B3_10MHz/15W)_1xDUL20(37DL/26UL/10CU) | (2460-794) | set | HW - RBS6301_2 Sect SIMO_1 [L.N.1.7.5] | HW |  | 45663.91 | 0 | 0 | 25480.46 | 0
L.N.1.7.6 | RBS6301_3 Sect SIMO_1.8(RRUS12*-B3_10MHz/15W)_1xDUL20(37DL/26UL/10CU) | (2460-794) | set | HW - RBS6301_3 Sect SIMO_1 [L.N.1.7.6] | HW |  | 58382.18 | 0 | 0 | 32577.26 | 0
L.N.1.7.7 | RBS6301_1 Sect 2x2 MIMO_2.6(RRUS11-B7_20MHz/30+30W)_1xDUL20(151DL/51UL/10CU) | (2460-794) | set | HW - RBS6301_1 Sect 2x2 MI [L.N.1.7.7] | HW |  | 38708.52 | 0 | 0 | 21599.35 | 0
L.N.1.7.8 | RBS6301_2 Sect 2x2 MIMO_2.6(RRUS11-B7_20MHz/30+30W)_1xDUL20(151DL/51UL/10CU) | (2460-794) | set | HW - RBS6301_2 Sect 2x2 MI [L.N.1.7.8] | HW |  | 52362.89 | 0 | 0 | 29218.49 | 0
L.N.1.7.9 | RBS6301_3 Sect 2x2 MIMO_2.6(RRUS11-B7_20MHz/30+30W)_1xDUL20(151DL/51UL/10CU) | (2460-794) | set | HW - RBS6301_3 Sect 2x2 MI [L.N.1.7.9] | HW |  | 66017.26 | 0 | 0 | 36837.63 | 0
L.N.1.7.10 | RBS6301_1 Sect 2x2 MIMO_1.8(RRUS12*-B3_10MHz/15+15W)_1xDUL20(74DL/26UL/10CU) | (2460-794) | set | HW - RBS6301_1 Sect 2x2 MI [L.N.1.7.10] | HW |  | 34090.55 | 0 | 0 | 19022.53 | 0
L.N.1.7.11 | RBS6301_2 Sect 2x2 MIMO_1.8(RRUS12*-B3_10MHz/15+15W)_1xDUL20(74DL/26UL/10CU) | (2460-794) | set | HW - RBS6301_2 Sect 2x2 MI [L.N.1.7.11] | HW |  | 46808.82 | 0 | 0 | 26119.32 | 0
L.N.1.7.12 | RBS6301_3 Sect 2x2 MIMO_1.8(RRUS12*-B3_10MHz/15+15W)_1xDUL20(74DL/26UL/10CU) | (2460-794) | set | HW - RBS6301_3 Sect 2x2 MI [L.N.1.7.12] | HW |  | 59527.09 | 0 | 0 | 33216.12 | 0
L.N.1.8 | eNodeB - RBS6301 (DC)
L.N.1.8.1 | RBS6301_1 Sect SIMO_2.6(RRUS11-B7_20MHz/30W)_1xDUL20(76DL/51UL/10CU)_DC | (2460-794) | set | HW - RBS6301_1 Sect SIMO_2 [L.N.1.8.1] | HW |  | 32621.04 | 0 | 0 | 18202.54 | 0
L.N.1.8.2 | RBS6301_2 Sect SIMO_2.6(RRUS11-B7_20MHz/30W)_1xDUL20(76DL/51UL/10CU)_DC | (2460-794) | set | HW - RBS6301_2 Sect SIMO_2 [L.N.1.8.2] | HW |  | 45994.08 | 0 | 0 | 25664.7 | 0
L.N.1.8.3 | RBS6301_3 Sect SIMO_2.6(RRUS11-B7_20MHz/30W)_1xDUL20(76DL/51UL/10CU)_DC | (2460-794) | set | HW - RBS6301_3 Sect SIMO_2 [L.N.1.8.3] | HW |  | 59367.12 | 0 | 0 | 33126.85 | 0
L.N.1.8.4 | RBS6301_1 Sect SIMO_1.8(RRUS12*-B3_10MHz/15W)_1xDUL20(37DL/26UL/10CU)_DC | (2460-794) | set | HW - RBS6301_1 Sect SIMO_1 [L.N.1.8.4] | HW |  | 29704.55 | 0 | 0 | 16575.14 | 0
L.N.1.8.5 | RBS6301_2 Sect SIMO_1.8(RRUS12*-B3_10MHz/15W)_1xDUL20(37DL/26UL/10CU)_DC | (2460-794) | set | HW - RBS6301_2 Sect SIMO_1 [L.N.1.8.5] | HW |  | 42141.49 | 0 | 0 | 23514.95 | 0
L.N.1.8.6 | RBS6301_3 Sect SIMO_1.8(RRUS12*-B3_10MHz/15W)_1xDUL20(37DL/26UL/10CU)_DC | (2460-794) | set | HW - RBS6301_3 Sect SIMO_1 [L.N.1.8.6] | HW |  | 54578.43 | 0 | 0 | 30454.76 | 0
L.N1.8.7 | RBS6301_1 Sect 2x2 MIMO_2.6(RRUS11-B7_20MHz/30+30W)_1xDUL20(151DL/51UL/10CU)_DC | (2460-794) | set | HW - RBS6301_1 Sect 2x2 MI [L.N1.8.7] | HW |  | 34941.81 | 0 | 0 | 19497.53 | 0
L.N1.8.8 | RBS6301_2 Sect 2x2 MIMO_2.6(RRUS11-B7_20MHz/30+30W)_1xDUL20(151DL/51UL/10CU)_DC | (2460-794) | set | HW - RBS6301_2 Sect 2x2 MI [L.N1.8.8] | HW |  | 48314.85 | 0 | 0 | 26959.69 | 0
L.N1.8.9 | RBS6301_3 Sect 2x2 MIMO_2.6(RRUS11-B7_20MHz/30+30W)_1xDUL20(151DL/51UL/10CU)_DC | (2460-794) | set | HW - RBS6301_3 Sect 2x2 MI [L.N1.8.9] | HW |  | 61687.89 | 0 | 0 | 34421.84 | 0
L.N1.8.10 | RBS6301_1 Sect 2x2 MIMO_1.8(RRUS12*-B3_10MHz/15+15W)_1xDUL20(74DL/26UL/10CU)_DC | (2460-794) | set | HW - RBS6301_1 Sect 2x2 MI [L.N1.8.10] | HW |  | 30849.46 | 0 | 0 | 17214 | 0
L.N1.8.11 | RBS6301_2 Sect 2x2 MIMO_1.8(RRUS12*-B3_10MHz/15+15W)_1xDUL20(74DL/26UL/10CU)_DC | (2460-794) | set | HW - RBS6301_2 Sect 2x2 MI [L.N1.8.11] | HW |  | 43286.4 | 0 | 0 | 24153.81 | 0
L.N1.8.12 | RBS6301_3 Sect 2x2 MIMO_1.8(RRUS12*-B3_10MHz/15+15W)_1xDUL20(74DL/26UL/10CU)_DC | (2460-794) | set | HW - RBS6301_3 Sect 2x2 MI [L.N1.8.12] | HW |  | 55723.34 | 0 | 0 | 31093.62 | 0
L.N.1.9 | eNodeB - RBS6601
L.N.1.9.1 | RBS6601_1 Sect SIMO_2.6(RRUS11-B7_20MHz/30W)_1xDUL20(76DL/51UL/10CU) | (2460-794) | set | HW - RBS6601_1 Sect SIMO_2 [L.N.1.9.1] | HW |  | 27861.11 | 0 | 0 | 15546.5 | 0
L.N.1.9.2 | RBS6601_2 Sect SIMO_2.6(RRUS11-B7_20MHz/30W)_1xDUL20(76DL/51UL/10CU) | (2460-794) | set | HW - RBS6601_2 Sect SIMO_2 [L.N.1.9.2] | HW |  | 41234.16 | 0 | 0 | 23008.66 | 0
L.N.1.9.3 | RBS6601_3 Sect SIMO_2.6(RRUS11-B7_20MHz/30W)_1xDUL20(76DL/51UL/10CU) | (2460-794) | set | HW - RBS6601_3 Sect SIMO_2 [L.N.1.9.3] | HW |  | 54607.2 | 0 | 0 | 30470.82 | 0
L.N.1.9.4 | RBS6601_1 Sect SIMO_1.8(RRUS12*-B3_10MHz/15W)_1xDUL20(37DL/26UL/10CU) | (2460-794) | set | HW - RBS6601_1 Sect SIMO_1 [L.N.1.9.4] | HW |  | 24944.62 | 0 | 0 | 13919.1 | 0
L.N.1.9.5 | RBS6601_2 Sect SIMO_1.8(RRUS12*-B3_10MHz/15W)_1xDUL20(37DL/26UL/10CU) | (2460-794) | set | HW - RBS6601_2 Sect SIMO_1 [L.N.1.9.5] | HW |  | 37381.56 | 0 | 0 | 20858.91 | 0
L.N.1.9.6 | RBS6601_3 Sect SIMO_1.8(RRUS12*-B3_10MHz/15W)_1xDUL20(37DL/26UL/10CU) | (2460-794) | set | HW - RBS6601_3 Sect SIMO_1 [L.N.1.9.6] | HW |  | 49818.51 | 0 | 0 | 27798.73 | 0
L.N.1.9.7 | RBS6601_1 Sect 2x2 MIMO_2.6(RRUS11-B7_20MHz/30+30W)_1xDUL20(151DL/51UL/10CU) | (2460-794) | set | HW - RBS6601_1 Sect 2x2 MI [L.N.1.9.7] | HW |  | 30181.88 | 0 | 0 | 16841.49 | 0
L.N.1.9.8 | RBS6601_2 Sect 2x2 MIMO_2.6(RRUS11-B7_20MHz/30+30W)_1xDUL20(151DL/51UL/10CU) | (2460-794) | set | HW - RBS6601_2 Sect 2x2 MI [L.N.1.9.8] | HW |  | 43554.92 | 0 | 0 | 24303.65 | 0
L.N.1.9.9 | RBS6601_3 Sect 2x2 MIMO_2.6(RRUS11-B7_20MHz/30+30W)_1xDUL20(151DL/51UL/10CU) | (2460-794) | set | HW - RBS6601_3 Sect 2x2 MI [L.N.1.9.9] | HW |  | 56927.97 | 0 | 0 | 31765.81 | 0
L.N.1.9.10 | RBS6601_1 Sect 2x2 MIMO_1.8(RRUS12*-B3_10MHz/15+15W)_1xDUL20(74DL/26UL/10CU) | (2460-794) | set | HW - RBS6601_1 Sect 2x2 MI [L.N.1.9.10] | HW |  | 26089.54 | 0 | 0 | 14557.96 | 0
L.N.1.9.11 | RBS6601_2 Sect 2x2 MIMO_1.8(RRUS12*-B3_10MHz/15+15W)_1xDUL20(74DL/26UL/10CU) | (2460-794) | set | HW - RBS6601_2 Sect 2x2 MI [L.N.1.9.11] | HW |  | 38526.48 | 0 | 0 | 21497.78 | 0
L.N.1.9.12 | RBS6601_3 Sect 2x2 MIMO_1.8(RRUS12*-B3_10MHz/15+15W)_1xDUL20(74DL/26UL/10CU) | (2460-794) | set | HW - RBS6601_3 Sect 2x2 MI [L.N.1.9.12] | HW |  | 50963.42 | 0 | 0 | 28437.59 | 0
L.N.1.10 | Additional Band using Main Remote
L.N.1.10.1 | Additional 1 Sect SIMO_2.6(RRUS11-B7_20MHz/30W) | (2460-794) | set | HW - Additional 1 Sect SIM [L.N.1.10.1] | HW |  | 13373.04 | 0 | 0 | 7462.16 | 0
L.N.1.10.2 | Additional 2 Sect SIMO_2.6(RRUS11-B7_20MHz/30W)_1xDUL20(76DL/51UL) | (2460-794) | set | HW - Additional 2 Sect SIM [L.N.1.10.2] | HW |  | 38039.35 | 0 | 0 | 21225.96 | 0
L.N.1.10.3 | Additional 3 Sect SIMO_2.6(RRUS11-B7_20MHz/30W)_1xDUL20(76DL/51UL) | (2460-794) | set | HW - Additional 3 Sect SIM [L.N.1.10.3] | HW |  | 51412.39 | 0 | 0 | 28688.11 | 0
L.N.1.10.4 | Additional 1 Sect SIMO_2.6(RRUS11-B7_20MHz/30W)_1xDUL20(76DL/51UL/10CU) | (2460-794) | set | HW - Additional 1 Sect SIM [L.N.1.10.4] | HW |  | 25203.95 | 0 | 0 | 14063.8 | 0
L.N.1.10.5 | Additional 2 Sect SIMO_2.6(RRUS11-B7_20MHz/30W)_1xDUL20(76DL/51UL/10CU) | (2460-794) | set | HW - Additional 2 Sect SIM [L.N.1.10.5] | HW |  | 38576.99 | 0 | 0 | 21525.96 | 0
L.N.1.10.6 | Additional 3 Sect SIMO_2.6(RRUS11-B7_20MHz/30W)_1xDUL20(76DL/51UL/10CU) | (2460-794) | set | HW - Additional 3 Sect SIM [L.N.1.10.6] | HW |  | 51950.03 | 0 | 0 | 28988.12 | 0
L.N.1.10.7 | Additional 1 Sect 2x2 MIMO_2.6(RRUS11-B7_20MHz/30+30W)_1xDUL20(151DL/51UL) | (2460-794) | set | HW - Additional 1 Sect 2x2 [L.N.1.10.7] | HW |  | 26987.08 | 0 | 0 | 15058.79 | 0
L.N.1.10.8 | Additional 2 Sect 2x2 MIMO_2.6(RRUS11-B7_20MHz/30+30W)_1xDUL20(151DL/51UL) | (2460-794) | set | HW - Additional 2 Sect 2x2 [L.N.1.10.8] | HW |  | 40360.12 | 0 | 0 | 22520.95 | 0
L.N.1.10.9 | Additional 3 Sect 2x2 MIMO_2.6(RRUS11-B7_20MHz/30+30W)_1xDUL20(151DL/51UL) | (2460-794) | set | HW - Additional 3 Sect 2x2 [L.N.1.10.9] | HW |  | 53733.16 | 0 | 0 | 29983.1 | 0
L.N.1.10.10 | Additional 1 Sect 2x2 MIMO_2.6(RRUS11-B7_20MHz/30+30W)_1xDUL20(151DL/51UL/10CU) | (2460-794) | set | HW - Additional 1 Sect 2x2 [L.N.1.10.10] | HW |  | 27524.72 | 0 | 0 | 15358.79 | 0
L.N.1.10.11 | Additional 2 Sect 2x2 MIMO_2.6(RRUS11-B7_20MHz/30+30W)_1xDUL20(151DL/51UL/10CU) | (2460-794) | set | HW - Additional 2 Sect 2x2 [L.N.1.10.11] | HW |  | 40897.76 | 0 | 0 | 22820.95 | 0
L.N.1.10.12 | Additional 3 Sect 2x2 MIMO_2.6(RRUS11-B7_20MHz/30+30W)_1xDUL20(151DL/51UL/10CU) | (2460-794) | set | HW - Additional 3 Sect 2x2 [L.N.1.10.12] | HW |  | 54270.8 | 0 | 0 | 30283.11 | 0
L.N.1.10.13 | Additional 1 Sect SIMO_1.8(RRUS12-B3*_10MHz/15W) | (2460-794) | set | HW - Additional 1 Sect SIM [L.N.1.10.13] | HW |  | 12436.94 | 0 | 0 | 6939.81 | 0
L.N.1.10.14 | Additional 2 Sect SIMO_1.8(RRUS12-B3*_10MHz/15W)_1xDUL20(37DL/26UL) | (2460-794) | set | HW - Additional 2 Sect SIM [L.N.1.10.14] | HW |  | 24026.31 | 0 | 0 | 13406.68 | 0
L.N.1.10.15 | Additional 3 Sect SIMO_1.8(RRUS12-B3*_10MHz/15W)_1xDUL20(37DL/26UL) | (2460-794) | set | HW - Additional 3 Sect SIM [L.N.1.10.15] | HW |  | 26302.8 | 0 | 0 | 14676.96 | 0
L.N.1.10.16 | Additional 1 Sect SIMO_1.8(RRUS12-B3*_10MHz/15W)_1xDUL20(37DL/26UL/10CU) | (2460-794) | set | HW - Additional 1 Sect SIM [L.N.1.10.16] | HW |  | 22287.46 | 0 | 0 | 12436.4 | 0
L.N.1.10.17 | Additional 2 Sect SIMO_1.8(RRUS12-B3*_10MHz/15W)_1xDUL20(37DL/26UL/10CU) | (2460-794) | set | HW - Additional 2 Sect SIM [L.N.1.10.17] | HW |  | 24563.95 | 0 | 0 | 13706.68 | 0
L.N.1.10.18 | Additional 3 Sect SIMO_1.8(RRUS12-B3*_10MHz/15W)_1xDUL20(37DL/26UL/10CU) | (2460-794) | set | HW - Additional 3 Sect SIM [L.N.1.10.18] | HW |  | 26840.44 | 0 | 0 | 14976.97 | 0
L.N.1.10.19 | Additional 1 Sect 2x2 MIMO_1.8(RRUS12-B3*_10MHz/15+15W)_1xDUL20(74DL/26UL) | (2460-794) | set | HW - Additional 1 Sect 2x2 [L.N.1.10.19] | HW |  | 22894.73 | 0 | 0 | 12775.26 | 0
L.N.1.10.20 | Additional 2 Sect 2x2 MIMO_1.8(RRUS12-B3*_10MHz/15+15W)_1xDUL20(74DL/26UL) | (2460-794) | set | HW - Additional 2 Sect 2x2 [L.N.1.10.20] | HW |  | 25171.22 | 0 | 0 | 14045.54 | 0
L.N.1.10.21 | Additional 3 Sect 2x2 MIMO_1.8(RRUS12-B3*_10MHz/15+15W)_1xDUL20(74DL/26UL) | (2460-794) | set | HW - Additional 3 Sect 2x2 [L.N.1.10.21] | HW |  | 27447.71 | 0 | 0 | 15315.82 | 0
L.N.1.10.22 | Additional 1 Sect 2x2 MIMO_1.8(RRUS12-B3*_10MHz/15+15W)_1xDUL20(74DL/26UL/10CU) | (2460-794) | set | HW - Additional 1 Sect 2x2 [L.N.1.10.22] | HW |  | 23432.37 | 0 | 0 | 13075.26 | 0
L.N.1.10.23 | Additional 2 Sect 2x2 MIMO_1.8(RRUS12-B3*_10MHz/15+15W)_1xDUL20(74DL/26UL/10CU) | (2460-794) | set | HW - Additional 2 Sect 2x2 [L.N.1.10.23] | HW |  | 25708.86 | 0 | 0 | 14345.54 | 0
L.N.1.10.24 | Additional 3 Sect 2x2 MIMO_1.8(RRUS12-B3*_10MHz/15+15W)_1xDUL20(74DL/26UL/10CU) | (2460-794) | set | HW - Additional 3 Sect 2x2 [L.N.1.10.24] | HW |  | 27985.36 | 0 | 0 | 15615.83 | 0
L.N.1.11 | HWAC
L.N.1.11.1 | HW Activation LTE Carrier 10Mhz bandwidth | (2491-872) | unit | HW - HW Activation LTE Car [L.N.1.11.1] | HW |  | 1308.56 | 0 | 0 | 730.18 | 0
L.N.1.11.2 | HW Activation LTE Carrier 20Mhz bandwidth | (2491-872) | unit | HW - HW Activation LTE Car [L.N.1.11.2] | HW |  | 2009.93 | 0 | 0 | 1121.54 | 0
L.N.1.11.3 | LTE DL Throughput HW Activation (Mbps) | (2491-872) | unit | HW - LTE DL Throughput HW [L.N.1.11.3] | HW |  | 34 | 0 | 0 | 18.97 | 0
L.N.1.11.4 | LTE UL Throughput HW Activation (Mbps) | (2491-872) | unit | HW - LTE UL Throughput HW [L.N.1.11.4] | HW |  | 34 | 0 | 0 | 18.97 | 0
L.N.1.11.5 | Power HW Activation per RUS/RUW/RUL 20w -> 40W | (2491-872) | unit | HW - Power HW Activation p [L.N.1.11.5] | HW |  | 214.53 | 0 | 0 | 119.71 | 0
L.N.1.11.6 | Power HW Activation per RUS/RUW/RUL 40w -> 60W | (2491-872) | unit | HW - Power HW Activation p [L.N.1.11.6] | HW |  | 214.53 | 0 | 0 | 119.71 | 0
L.N.1.11.7 | Power HW Activation per RUS/RUW/RUL 60w -> 80W | (2491-872) | unit | HW - Power HW Activation p [L.N.1.11.7] | HW |  | 214.53 | 0 | 0 | 119.71 | 0
L.N.1.12 | Antennas & Batteries
L.N.1.12.1 | Andrew & RFS Antennas & Double TMAs (1800) for Nationwide Rollout | (2114-220) | lot | HW - Andrew & RFS Antennas [L.N.1.12.1] | HW |  | 3681294 | 0 | 0 | 0 | 0
L.N.1.12.2 | Batteries for Nationwide Rollout | (2110-730) | lot | HW - Batteries for Nationw [L.N.1.12.2] | HW |  | 5511894 | 0 | 0 | 0 | 0
L.N.2 | SOFTWARE
L.N.2.1 | LTE - Basic SW
L.N.2.1.1 | SW - FY12/13 LTE RAN BASIC SW & Features, per CU - Multiple Radio Bearers per user - Dual Antenna DL performance package - 64 QAM in DL - 16 QAM in UL - Intra LTE Handover - WCDMA session continuity, coverage triggered - Clock source over NTP - Automated Neighbour Relations (ANR) - LTE L11 FDD Basic SW - FAJ xxx Min Rate Proportional Scheduler - Data Forwarding at Intra LTE Handover - GERAN session continuity, coverage triggered - QoS Aware Scheduler - Interference Rejection Combining - Efficient DRX/DTX of active UEs - CS Fallbakc for GSM and WCDMA - Emergancy Call Handling for CS Fallback - Inter-Frequency Handover - Inter-frequency Session Continuity, Coverage-Triggered - FAJ xxx PCI conflict detection - FAJ xxx Relative Priority Scheduler - FAJ xxx ANR support GSM Neighbours - FAJ xxx ANR support WCDMA Neighbours - FAJ xxx Service (QCI) dependent triggers Year 2 - Inter-frequency load balancing FAJ1210760 Streaming of Events | (2487-752) | unit | SW - SW - FY12/13 LTE RAN [L.N.2.1.1] | SW |  | 324.91 | 0 | 0 | 181.3 | 0
L.N.2.1.2 | INF 901 5753/26 VSWR Antenna Supervision, per eNodeB | (2487-752) | unit | SW - INF 901 5753/26 VSWR [L.N.2.1.2] | SW |  | 234 | 0 | 0 | 130.57 | 0
L.N.2.2 | LTE - Cell Reselection SW
L.N.2.2.1 | Year 1 GSM-LTE Cell Reselection, per TS | (2123-222) | unit | SW - Year 1 GSM-LTE Cell R [L.N.2.2.1] | SW |  | 7.49 | 0 | 0 | 4.32 | 0
L.N.2.2.2 | Year 2 GSM-LTE Cell Reselection, per TS | (2123-222) | unit | SW - Year 2 GSM-LTE Cell R [L.N.2.2.2] | SW |  | 7.49 | 0 | 0 | 4.18 | 0
L.N.2.2.3 | (DL) Year 1 FAJ1211474 R1, LTE cell re-selection, per 16CE | (2492-137) | lot | SW - (DL) Year 1 FAJ121147 [L.N.2.2.3] | SW |  | 71.6 | 0 | 0 | 15.98 | 0
L.N.2.2.4 | (UL) Year 1 FAJ1211474 R1, LTE cell re-selection, per 16CE | (2492-137) | lot | SW - (UL) Year 1 FAJ121147 [L.N.2.2.4] | SW |  | 23.86 | 0 | 0 | 5.33 | 0
L.N.2.2.5 | (DL) Year 2 FAJ1211474 R1, LTE cell re-selection, per 16CE | (2492-137) | lot | SW - (DL) Year 2 FAJ121147 [L.N.2.2.5] | SW |  | 71.6 | 0 | 0 | 15.98 | 0
L.N.2.2.6 | (UL) Year 2 FAJ1211474 R1, LTE cell re-selection, per 16CE | (2492-137) | lot | SW - (UL) Year 2 FAJ121147 [L.N.2.2.6] | SW |  | 23.86 | 0 | 0 | 5.33 | 0
L.N.2.2.7 | (DL) Year 1 FAJ1211610 R1, CS voice fallback from LTE, per 16CE | (2492-137) | lot | SW - (DL) Year 1 FAJ121161 [L.N.2.2.7] | SW |  | 38.2 | 0 | 0 | 8.53 | 0
L.N.2.2.8 | (UL) Year 1 FAJ1211610 R1, CS voice fallback from LTE, per 16CE | (2492-137) | lot | SW - (UL) Year 1 FAJ121161 [L.N.2.2.8] | SW |  | 12.73 | 0 | 0 | 2.84 | 0
L.N.2.2.9 | (DL) Year 2 FAJ1211610 R1, CS voice fallback from LTE, per 16CE | (2492-137) | lot | SW - (DL) Year 2 FAJ121161 [L.N.2.2.9] | SW |  | 38.2 | 0 | 0 | 8.53 | 0
L.N.2.2.10 | (UL) Year 2 FAJ1211610 R1, CS voice fallback from LTE, per 16CE | (2492-137) | lot | SW - (UL) Year 2 FAJ121161 [L.N.2.2.10] | SW |  | 12.73 | 0 | 0 | 2.84 | 0
L.N.2.3 | OSS - SW
L.N.2.3.1 | LTE Conf Mng_eNodeB | (2125-210) | unit | SW - LTE Conf Mng_eNodeB [L.N.2.3.1] | SW |  | 414 | 0 | 0 | 231.01 | 0
L.N.2.3.2 | LTE Perf Mng_eNodeB | (2125-210) | unit | SW - LTE Perf Mng_eNodeB [L.N.2.3.2] | SW |  | 690 | 0 | 0 | 385.02 | 0
L.N.2.3.3 | LTE Starter Pack_eNodeB | (2125-210) | unit | SW - LTE Starter Pack_eNod [L.N.2.3.3] | SW |  | 1656 | 0 | 0 | 924.05 | 0
L.N.2.3.4 | LTE OSS Upgrade_eNodeB | (2125-210) | unit | SW - LTE OSS Upgrade_eNode [L.N.2.3.4] | SW |  | 276 | 0 | 0 | 154.01 | 0
L.N.3 | 2 YEARS ENHANCED SUPPORT
L.N.3.1 | LTE - Basic SW
L.N.3.1.1 | Support - FY12/13 LTE RAN BASIC SW & Features, per CU - Multiple Radio Bearers per user - Dual Antenna DL performance package - 64 QAM in DL - 16 QAM in UL - Intra LTE Handover - WCDMA session continuity, coverage triggered - Clock source over NTP - Automated Neighbour Relations (ANR) - LTE L11 FDD Basic SW - FAJ xxx Min Rate Proportional Scheduler - Data Forwarding at Intra LTE Handover - GERAN session continuity, coverage triggered - QoS Aware Scheduler - Interference Rejection Combining - Efficient DRX/DTX of active UEs - CS Fallbakc for GSM and WCDMA - Emergancy Call Handling for CS Fallback - Inter-Frequency Handover - Inter-frequency Session Continuity, Coverage-Triggered - FAJ xxx PCI conflict detection - FAJ xxx Relative Priority Scheduler - FAJ xxx ANR support GSM Neighbours - FAJ xxx ANR support WCDMA Neighbours - FAJ xxx Service (QCI) dependent triggers Year 2 - Inter-frequency load balancing FAJ1210760 Streaming of Events | (2272-912) | unit | SVC - Support - FY12/13 LTE [L.N.3.1.1] | SVC |  | 13.34 | 0 | 0 | 0 | 0
L.N.3.1.2 | Support - INF 901 5753/26 VSWR Antenna Supervision, per eNodeB | (2272-912) | unit | SVC - Support - INF 901 575 [L.N.3.1.2] | SVC |  | 9.6 | 0 | 0 | 8.93 | 0
L.N.3.2 | LTE - Cell Reselection SW
L.N.3.2.1 | Support - Year 1 GSM-LTE Cell Reselection, per TS | (2272-912) | unit | SVC - Support - Year 1 GSM- [L.N.3.2.1] | SVC |  | 0.32 | 0 | 0 | 0 | 0
L.N.3.2.2 | Support - Year 2 GSM-LTE Cell Reselection, per TS | (2272-912) | unit | SVC - Support - Year 2 GSM- [L.N.3.2.2] | SVC |  | 0.31 | 0 | 0 | 0 | 0
L.N.3.2.3 | Support - (DL) Year 1 FAJ1211474 R1, LTE cell re-selection, per 16CE | (2272-912) | lot | SVC - Support - (DL) Year 1 [L.N.3.2.3] | SVC |  | 1.18 | 0 | 0 | 0 | 0
L.N.3.2.4 | Support - (UL) Year 1 FAJ1211474 R1, LTE cell re-selection, per 16CE | (2272-912) | lot | SVC - Support - (UL) Year 1 [L.N.3.2.4] | SVC |  | 0.39 | 0 | 0 | 0 | 0
L.N.3.2.5 | Support - (DL) Year 2 FAJ1211474 R1, LTE cell re-selection, per 16CE | (2272-912) | lot | SVC - Support - (DL) Year 2 [L.N.3.2.5] | SVC |  | 1.18 | 0 | 0 | 0 | 0
L.N.3.2.6 | Support - (UL) Year 2 FAJ1211474 R1, LTE cell re-selection, per 16CE | (2272-912) | lot | SVC - Support - (UL) Year 2 [L.N.3.2.6] | SVC |  | 0.39 | 0 | 0 | 0 | 0
L.N.3.2.7 | Support - (DL) Year 1 FAJ1211610 R1, CS voice fallback from LTE, per 16CE | (2272-912) | lot | SVC - Support - (DL) Year 1 [L.N.3.2.7] | SVC |  | 0.63 | 0 | 0 | 0 | 0
L.N.3.2.8 | Support - (UL) Year 1 FAJ1211610 R1, CS voice fallback from LTE, per 16CE | (2272-912) | lot | SVC - Support - (UL) Year 1 [L.N.3.2.8] | SVC |  | 0.21 | 0 | 0 | 0 | 0
L.N.3.2.9 | Support - (DL) Year 2 FAJ1211610 R1, CS voice fallback from LTE, per 16CE | (2272-912) | lot | SVC - Support - (DL) Year 2 [L.N.3.2.9] | SVC |  | 0.63 | 0 | 0 | 0 | 0
L.N.3.2.10 | Support - (UL) Year 2 FAJ1211610 R1, CS voice fallback from LTE, per 16CE | (2272-912) | lot | SVC - Support - (UL) Year 2 [L.N.3.2.10] | SVC |  | 0.21 | 0 | 0 | 0 | 0
L.N.3.3 | OSS - SW
L.N.3.3.1 | Support - LTE Conf Mng_eNodeB | (2272-912) | unit | SVC - Support - LTE Conf Mn [L.N.3.3.1] | SVC |  | 16.99 | 0 | 0 | 0 | 0
L.N.3.3.2 | Support - LTE Perf Mng_eNodeB | (2272-912) | unit | SVC - Support - LTE Perf Mn [L.N.3.3.2] | SVC |  | 28.32 | 0 | 0 | 0 | 0
L.N.3.3.3 | Support - LTE Starter Pack_eNodeB | (2272-912) | unit | SVC - Support - LTE Starter [L.N.3.3.3] | SVC |  | 67.96 | 0 | 0 | 0 | 0
L.N.3.3.4 | Support - LTE OSS Upgrade_eNodeB | (2272-912) | unit | SVC - Support - LTE OSS Upg [L.N.3.3.4] | SVC |  | 11.33 | 0 | 0 | 0 | 0
L.N.3.4 | HW Support
L.N.3.4.1 | Support - LTE eNodeB E/// HW R&R (Hybrid) 2012 2yrs Enhanced Support | (2271-911) | lot | SVC - Support - LTE eNodeB [L.N.3.4.1] | SVC |  | 637991.64 | 0 | 0 | 0 | 0
L.N.3.4.2 | Support - LTE eNodeB E/// HW R&R (Hybrid) 2013 2yrs Enhanced Support | (2271-911) | lot | SVC - Support - LTE eNodeB [L.N.3.4.2] | SVC |  | 888753.6 | 0 | 0 | 0 | 0
L.N.4 | SERVICES
L.N.4.1 | eNodeB General Professional Services
L.N.4.1.1 | eNodeB General Professional Services - Profession services - Site Coordination - IP Design - RNC Support for Integration - Site Survey - Misc Site Materials (All except RUS C/O) - Supply services to lay last mile (fibre) - Supply services to lay jumpers | (2961-737) | lot | SVC - eNodeB General Profes [L.N.4.1.1] | SVC |  | 5004.94 | 0 | 0 | 0 | 0
L.N.4.2 | Professional Services
L.N.4.2.1 | Profession services | (2961-737) | lot | SVC - Profession services [L.N.4.2.1] | SVC |  | 1689.78 | 0 | 0 | 1571.5 | 0
L.N.4.2.2 | Site Coordination | (2961-737) | lot | SVC - Site Coordination [L.N.4.2.2] | SVC |  | 248.14 | 0 | 0 | 230.77 | 0
L.N.4.2.3 | Workplace Health and Safety Audit | (2961-737) | lot | SVC - Workplace Health and [L.N.4.2.3] | SVC |  | 12043.01 | 0 | 0 | 0 | 0
L.N.4.2.4 | SIC Requested by BO | (2961-737) | lot | SVC - SIC Requested by BO [L.N.4.2.4] | SVC |  | 501.79 | 0 | 0 | 466.66 | 0
L.N.4.2.5 | Additional surveys required | (2961-737) | lot | SVC - Additional surveys re [L.N.4.2.5] | SVC |  | 860.22 | 0 | 0 | 800 | 0
L.N.4.2.6 | New Cable Ladder Infra Required | (2961-737) | lot | SVC - New Cable Ladder Infr [L.N.4.2.6] | SVC |  | 6451.61 | 0 | 0 | 6000 | 0
L.N.4.2.7 | Additional Stand Bracket for RRUS | (2961-737) | lot | SVC - Additional Stand Brac [L.N.4.2.7] | SVC |  | 456.99 | 0 | 0 | 425 | 0
L.N.4.2.8 | Troubleshooting at site | (2961-737) | lot | SVC - Troubleshooting at si [L.N.4.2.8] | SVC |  | 419.35 | 0 | 0 | 390 | 0
L.N.4.2.9 | IP Design | (2961-737) | lot | SVC - IP Design [L.N.4.2.9] | SVC |  | 95.79 | 0 | 0 | 89.08 | 0
L.N.4.2.10 | RNC Support for Integration (all 3G) | (2961-737) | lot | SVC - RNC Support for Integ [L.N.4.2.10] | SVC |  | 692.22 | 0 | 0 | 643.76 | 0
L.N.4.2.11 | BSC Support for Integration (all 2G) | (2961-737) | lot | SVC - BSC Support for Integ [L.N.4.2.11] | SVC |  | 692.22 | 0 | 0 | 643.76 | 0
L.N.4.2.12 | RNC Support for Integration (LTE cosite with 3G) | (2961-737) | lot | SVC - RNC Support for Integ [L.N.4.2.12] | SVC |  | 692.22 | 0 | 0 | 643.76 | 0
L.N.4.2.13 | Site Acquisition | (2961-737) | lot | SVC - Site Acquisition [L.N.4.2.13] | SVC |  | 537.63 | 0 | 0 | 500 | 0
L.N.4.2.14 | Site Survey | (2961-737) | lot | SVC - Site Survey [L.N.4.2.14] | SVC |  | 1146.95 | 0 | 0 | 1066.66 | 0
L.N.4.3 | RBS Installation, Integration, Coordination
L.N.4.3.1 | RUS Changeout | (2961-737) | lot | SVC - RUS Changeout [L.N.4.3.1] | SVC |  | 885.94 | 0 | 0 | 823.92 | 0
L.N.4.3.2 | RRUS Changeout | (2961-737) | lot | SVC - RRUS Changeout [L.N.4.3.2] | SVC |  | 1007.8 | 0 | 0 | 937.25 | 0
L.N.4.3.3 | LTE RBS6601 Expansion into Existing Cabinet 1st sector) | (2961-737) | lot | SVC - LTE RBS6601 Expansion [L.N.4.3.3] | SVC |  | 2521.4 | 0 | 0 | 2344.9 | 0
L.N.4.3.4 | LTE RBS6301 Installation (1st sector) | (2961-737) | lot | SVC - LTE RBS6301 Installat [L.N.4.3.4] | SVC |  | 2521.4 | 0 | 0 | 2344.9 | 0
L.N.4.3.5 | DUL/RRUS Expansion with 1st sector | (2961-737) | lot | SVC - DUL/RRUS Expansion wi [L.N.4.3.5] | SVC |  | 2394.9 | 0 | 0 | 2227.26 | 0
L.N.4.3.6 | 2 Sectors RRUS Installation | (2961-737) | lot | SVC - 2 Sectors RRUS Instal [L.N.4.3.6] | SVC |  | 215.05 | 0 | 0 | 200 | 0
L.N.4.3.7 | 3 Sectors RRUS Installation | (2961-737) | lot | SVC - 3 Sectors RRUS Instal [L.N.4.3.7] | SVC |  | 401.43 | 0 | 0 | 373.33 | 0
L.N.4.3.8 | LTE Plug-in into non-RBS6102 | (2961-737) | lot | SVC - LTE Plug-in into non- [L.N.4.3.8] | SVC |  | 1592.03 | 0 | 0 | 1480.59 | 0
L.N.4.3.9 | LTE Plug-in into RBS6102 with ECU | (2961-737) | lot | SVC - LTE Plug-in into RBS6 [L.N.4.3.9] | SVC |  | 1706.73 | 0 | 0 | 1587.26 | 0
L.N.4.3.10 | RBS 6101 U/G (no cabinet) | (2961-737) | lot | SVC - RBS 6101 U/G (no cabi [L.N.4.3.10] | SVC |  | 1111.74 | 0 | 0 | 1033.92 | 0
L.N.4.3.11 | RBS 6102 U/G (no cabinet) | (2961-737) | lot | SVC - RBS 6102 U/G (no cabi [L.N.4.3.11] | SVC |  | 1369.81 | 0 | 0 | 1273.92 | 0
L.N.4.3.12 | RBS 6201 U/G (no cabinet) | (2961-737) | lot | SVC - RBS 6201 U/G (no cabi [L.N.4.3.12] | SVC |  | 1527.51 | 0 | 0 | 1420.58 | 0
L.N.4.3.13 | RBS 6601/SSC-02 U/G (no cabinet) | (2961-737) | lot | SVC - RBS 6601/SSC-02 U/G ( [L.N.4.3.13] | SVC |  | 1255.11 | 0 | 0 | 1167.25 | 0
L.N.4.3.14 | RBS 3000 U/G (no cabinet) | (2961-737) | lot | SVC - RBS 3000 U/G (no cabi [L.N.4.3.14] | SVC |  | 968.37 | 0 | 0 | 900.58 | 0
L.N.4.3.15 | RBS 6101 Changeout | (2961-737) | lot | SVC - RBS 6101 Changeout [L.N.4.3.15] | SVC |  | 3966.9 | 0 | 0 | 3689.22 | 0
L.N.4.3.16 | RBS 6102 Changeout | (2961-737) | lot | SVC - RBS 6102 Changeout [L.N.4.3.16] | SVC |  | 2406.7 | 0 | 0 | 2238.23 | 0
L.N.4.3.17 | RBS 6201 Changeout | (2961-737) | lot | SVC - RBS 6201 Changeout [L.N.4.3.17] | SVC |  | 4325.32 | 0 | 0 | 4022.55 | 0
L.N.4.3.18 | RBS 6601 Changeout | (2961-737) | lot | SVC - RBS 6601 Changeout [L.N.4.3.18] | SVC |  | 3966.9 | 0 | 0 | 3689.22 | 0
L.N.4.3.19 | LTE IB RBS6101 Cabinet Installation | (2961-737) | lot | SVC - LTE IB RBS6101 Cabine [L.N.4.3.19] | SVC |  | 3321.74 | 0 | 0 | 3089.22 | 0
L.N.4.3.20 | LTE IB RBS6201 Cabinet Installation | (2961-737) | lot | SVC - LTE IB RBS6201 Cabine [L.N.4.3.20] | SVC |  | 3895.21 | 0 | 0 | 3622.55 | 0
L.N.4.3.21 | LTE IB RBS6601 + SSC02 Cabinet Installation | (2961-737) | lot | SVC - LTE IB RBS6601 + SSC0 [L.N.4.3.21] | SVC |  | 3321.74 | 0 | 0 | 3089.22 | 0
L.N.4.3.22 | HW Dismantling (with no new Cabinet Installation) | (2961-737) | lot | SVC - HW Dismantling (with [L.N.4.3.22] | SVC |  | 286.74 | 0 | 0 | 266.67 | 0
L.N.4.4 | Site materials
L.N.4.4.1 | Stand Bracket HDG (RRUS/RRUW/PBC02) | (2961-737) | lot | SVC - Stand Bracket HDG (RR [L.N.4.4.1] | SVC |  | 609.32 | 0 | 0 | 566.67 | 0
L.N.4.4.2 | Concrete Stump for Stand Bracket | (2961-737) | lot | SVC - Concrete Stump for St [L.N.4.4.2] | SVC |  | 143.37 | 0 | 0 | 133.33 | 0
L.N.4.4.3 | Concrete slab for 50x50mm truncking (for OIL) | (2961-737) | lot | SVC - Concrete slab for 50x [L.N.4.4.3] | SVC |  | 8.6 | 0 | 0 | 8 | 0
L.N.4.4.4 | Misc Site Materials (All except RUS C/O) | (2961-737) | lot | SVC - Misc Site Materials ( [L.N.4.4.4] | SVC |  | 340.06 | 0 | 0 | 316.26 | 0
L.N.4.4.5 | Site Materials for Tunnel/MRT, per sector | (2961-737) | lot | SVC - Site Materials for Tu [L.N.4.4.5] | SVC |  | 1133.42 | 0 | 0 | 1054.08 | 0
L.N.4.4.6 | OD Jumpers and Connectors, per sector | (2961-737) | lot | SVC - OD Jumpers and Connec [L.N.4.4.6] | SVC |  | 122.51 | 0 | 0 | 113.93 | 0
L.N.4.4.7 | IB Jumpers and Connectors, per sector | (2961-737) | lot | SVC - IB Jumpers and Connec [L.N.4.4.7] | SVC |  | 284.15 | 0 | 0 | 264.26 | 0
L.N.4.4.8 | 1-5/8" Main Feeders (per m/sector), per m | (2961-737) | lot | SVC - 1-5/8" Main Feeders ( [L.N.4.4.8] | SVC |  | 36.03 | 0 | 0 | 33.51 | 0
L.N.4.4.9 | 1-1/4" Main Feeders (per m/sector), per m | (2961-737) | lot | SVC - 1-1/4" Main Feeders ( [L.N.4.4.9] | SVC |  | 25.94 | 0 | 0 | 24.12 | 0
L.N.4.4.10 | 7/8" Main Feeders (per m/sector), per m | (2961-737) | lot | SVC - 7/8" Main Feeders (pe [L.N.4.4.10] | SVC |  | 12.68 | 0 | 0 | 11.79 | 0
L.N.4.5 | Site Works
L.N.4.5.1 | Lay OIL for 1-sect RRUS (per m) | (2961-737) | lot | SVC - Lay OIL for 1-sect RR [L.N.4.5.1] | SVC |  | 28.01 | 0 | 0 | 26.05 | 0
L.N.4.5.2 | Lay OIL for 2-sect RRUS (per m) | (2961-737) | lot | SVC - Lay OIL for 2-sect RR [L.N.4.5.2] | SVC |  | 56.03 | 0 | 0 | 52.11 | 0
L.N.4.5.3 | Lay OIL for 3-sect RRUS (per m) | (2961-737) | lot | SVC - Lay OIL for 3-sect RR [L.N.4.5.3] | SVC |  | 84.04 | 0 | 0 | 78.16 | 0
L.N.4.5.4 | Supply services to lay last mile (copper) | (2961-737) | lot | SVC - Supply services to la [L.N.4.5.4] | SVC |  | 215.05 | 0 | 0 | 200 | 0
L.N.4.5.5 | Supply services to lay last mile (fibre) | (2961-737) | lot | SVC - Supply services to la [L.N.4.5.5] | SVC |  | 215.05 | 0 | 0 | 200 | 0
L.N.4.5.6 | Supply and Install 50x50mm HDG Truncking (per m/sector) | (2961-737) | lot | SVC - Supply and Install 50 [L.N.4.5.6] | SVC |  | 13.26 | 0 | 0 | 12.33 | 0
L.N.4.5.7 | Supply and Install C-Channel for 6102 | (2961-737) | lot | SVC - Supply and Install C- [L.N.4.5.7] | SVC |  | 1505.38 | 0 | 0 | 1400 | 0
L.N.4.5.8 | Supply and Install C-Channel for 6101/PBC-02 | (2961-737) | lot | SVC - Supply and Install C- [L.N.4.5.8] | SVC |  | 931.9 | 0 | 0 | 866.67 | 0
L.N.4.5.9 | Supply and Install C-Channel for 6601 | (2961-737) | lot | SVC - Supply and Install C- [L.N.4.5.9] | SVC |  | 1505.38 | 0 | 0 | 1400 | 0
L.N.4.5.10 | Supply and Install x1 Antenna Boom (no PE) | (2961-737) | lot | SVC - Supply and Install x1 [L.N.4.5.10] | SVC |  | 953.41 | 0 | 0 | 886.67 | 0
L.N.4.5.11 | Supply services to lay 1-5/8" feeders (per m/sector) | (2961-737) | lot | SVC - Supply services to la [L.N.4.5.11] | SVC |  | 36.7 | 0 | 0 | 34.13 | 0
L.N.4.5.12 | Supply services to lay 1-1/4" feeders (per m/sector) | (2961-737) | lot | SVC - Supply services to la [L.N.4.5.12] | SVC |  | 29.96 | 0 | 0 | 27.86 | 0
L.N.4.5.13 | Supply services to lay 7/8" feeders (per m/sector) | (2961-737) | lot | SVC - Supply services to la [L.N.4.5.13] | SVC |  | 23.8 | 0 | 0 | 22.13 | 0
L.N.4.5.14 | Supply services to lay jumpers | (2961-737) | lot | SVC - Supply services to la [L.N.4.5.14] | SVC |  | 230.82 | 0 | 0 | 214.66 | 0
L.N.4.5.15 | Supply and Install Cable Ladder (per m/sector) | (2961-737) | lot | SVC - Supply and Install Ca [L.N.4.5.15] | SVC |  | 172.04 | 0 | 0 | 160 | 0
L.N.4.5.16 | PE for Antenna (Pvt) (less change RUS) | (2961-737) | lot | SVC - PE for Antenna (Pvt) [L.N.4.5.16] | SVC |  | 1003.58 | 0 | 0 | 933.33 | 0
L.N.4.5.17 | PE for Antenna (STM) | (2961-737) | lot | SVC - PE for Antenna (STM) [L.N.4.5.17] | SVC |  | 2867.38 | 0 | 0 | 2666.66 | 0
L.N.4.5.18 | PE for New Equipment | (2961-737) | lot | SVC - PE for New Equipment [L.N.4.5.18] | SVC |  | 1577.06 | 0 | 0 | 1466.67 | 0
L.N.4.5.19 | Outdoor antenna changeout | (2961-737) | lot | SVC - Outdoor antenna chang [L.N.4.5.19] | SVC |  | 430.11 | 0 | 0 | 400 | 0
L.N.4.5.20 | Outdoor Antenna Installation Only (1 Sector) | (2961-737) | lot | SVC - Outdoor Antenna Insta [L.N.4.5.20] | SVC |  | 358.42 | 0 | 0 | 333.33 | 0
L.N.4.5.21 | Outdoor Antenna Installation Only (2 Sector) | (2961-737) | lot | SVC - Outdoor Antenna Insta [L.N.4.5.21] | SVC |  | 501.79 | 0 | 0 | 466.66 | 0
L.N.4.5.22 | Outdoor Antenna Installation Only (3 Sector) | (2961-737) | lot | SVC - Outdoor Antenna Insta [L.N.4.5.22] | SVC |  | 645.16 | 0 | 0 | 600 | 0
L.N.4.5.23 | HDB Site Works (for antenna boom) | (2961-737) | lot | SVC - HDB Site Works (for a [L.N.4.5.23] | SVC |  | 3340.5 | 0 | 0 | 3106.67 | 0
L.N.4.5.24 | Supply and install enclosure for diplexer/duaplexer | (2961-737) | lot | SVC - Supply and install en [L.N.4.5.24] | SVC |  | 430.11 | 0 | 0 | 400 | 0
L.N.4.5.25 | Supply and Install Diplexer | (2961-737) | lot | SVC - Supply and Install Di [L.N.4.5.25] | SVC |  | 774.19 | 0 | 0 | 720 | 0
L.N.4.5.26 | Supply and Install Quad-plexer | (2961-737) | lot | SVC - Supply and Install Qu [L.N.4.5.26] | SVC |  | 2007.17 | 0 | 0 | 1866.67 | 0
L.N.4.5.27 | Supply and install extension plate on pole that would allow 2x RRUS installation | (2961-737) | lot | SVC - Supply and install ex [L.N.4.5.27] | SVC |  | 100.36 | 0 | 0 | 93.33 | 0
L.N.4.5.28 | [LTE169] 1 lot of Lay OIL for 1-sect RRUS (per m) | (2961-737) | lot | SVC - [LTE169] 1 lot of Lay [L.N.4.5.28] | SVC |  | 28.01 | 0 | 0 | 0 | 0
L.N.4.5.29 | [LTE170] 1 lot of Lay OIL for 1-sect RRUS (per m) | (2961-737) | lot | SVC - [LTE170] 1 lot of Lay [L.N.4.5.29] | SVC |  | 28.01 | 0 | 0 | 0 | 0
L.N.4.5.30 | [Remaining sites] 1 lot of Lay OIL for 1-sect RRUS (per m) | (2961-737) | lot | SVC - [Remaining sites] 1 l [L.N.4.5.30] | SVC |  | 28.01 | 0 | 0 | 0 | 0
L.N.4.6 | Misc Site Works
L.N.4.6.1 | Waterproofing undertaking | (2961-737) | lot | SVC - Waterproofing underta [L.N.4.6.1] | SVC |  | 6451.61 | 0 | 0 | 6000 | 0
L.N.4.6.2 | Power upgrading, Simple (single to 3 phase) | (2961-737) | lot | SVC - Power upgrading, Simp [L.N.4.6.2] | SVC |  | 9003.58 | 0 | 0 | 8373.33 | 0
L.N.4.6.3 | Power upgrading, Medium (single to 3 phase) | (2961-737) | lot | SVC - Power upgrading, Medi [L.N.4.6.3] | SVC |  | 12301.08 | 0 | 0 | 11440 | 0
L.N.4.6.4 | Power upgrading, Complex (single to 3 phase) | (2961-737) | lot | SVC - Power upgrading, Comp [L.N.4.6.4] | SVC |  | 15598.57 | 0 | 0 | 14506.67 | 0
L.N.4.6.5 | Erection of Scaff-folding (for Antenna Installation) | (2961-737) | lot | SVC - Erection of Scaff-fol [L.N.4.6.5] | SVC |  | 7168.46 | 0 | 0 | 6666.67 | 0
L.N.4.6.6 | Single Line Diagram with LEW | (2961-737) | lot | SVC - Single Line Diagram w [L.N.4.6.6] | SVC |  | 716.85 | 0 | 0 | 666.67 | 0
L.N.4.6.7 | Electrical PE | (2961-737) | lot | SVC - Electrical PE [L.N.4.6.7] | SVC |  | 2150.54 | 0 | 0 | 2000 | 0
L.N.4.7 | Crane Services
L.N.4.7.1 | Cranes > 80 tonnes | (2961-737) | lot | SVC - Cranes > 80 tonnes [L.N.4.7.1] | SVC |  | 5285.83 | 0 | 0 | 4915.82 | 0
L.N.4.7.2 | Cranes > 120 tonnes | (2961-737) | lot | SVC - Cranes > 120 tonnes [L.N.4.7.2] | SVC |  | 6377.42 | 0 | 0 | 5931 | 0
L.N.4.7.3 | Cranes > 250 tonnes | (2961-737) | lot | SVC - Cranes > 250 tonnes [L.N.4.7.3] | SVC |  | 9280.65 | 0 | 0 | 8631 | 0
L.N.4.8 | Misc Fees
L.N.4.8.1 | SubStation Mgmt Fee | (2961-737) | lot | SVC - SubStation Mgmt Fee [L.N.4.8.1] | SVC |  | 2829.65 | 0 | 0 | 2631.57 | 0
L.N.4.8.2 | Escort Fee (Pvt sites) | (2961-737) | lot | SVC - Escort Fee (Pvt sites [L.N.4.8.2] | SVC |  | 238.95 | 0 | 0 | 222.22 | 0
L.N.4.8.3 | Barge Services for Offshore Island | (2961-737) | lot | SVC - Barge Services for Of [L.N.4.8.3] | SVC |  | 5060.09 | 0 | 0 | 4705.88 | 0
L.N.4.8.4 | Night Charges by ASP | (2961-737) | lot | SVC - Night Charges by ASP [L.N.4.8.4] | SVC |  | 516.13 | 0 | 0 | 480 | 0
L.N.4.8.5 | HDB Site Access Fee | (2961-737) | lot | SVC - HDB Site Access Fee [L.N.4.8.5] | SVC |  | 379.51 | 0 | 0 | 352.94 | 0
L.N.4.9 | 2G EOS Services (Optional)
L.N.4.9.1 | 2G_Infra_Diff_Level | (2961-737) | lot | SVC - 2G_Infra_Diff_Level [L.N.4.9.1] | SVC |  | 32446.52 | 0 | 0 | 30175.26 | 0
L.N.4.9.2 | 2G_Infra_Far_Apart | (2961-737) | lot | SVC - 2G_Infra_Far_Apart [L.N.4.9.2] | SVC |  | 12009.45 | 0 | 0 | 11168.79 | 0
L.N.4.9.3 | 2G_Infra_Side_by_Side | (2961-737) | lot | SVC - 2G_Infra_Side_by_Side [L.N.4.9.3] | SVC |  | 2615.5 | 0 | 0 | 2432.42 | 0
L.N.4.9.4 | Supply and Install MUX Box Enclosure | (2961-737) | lot | SVC - Supply and Install MU [L.N.4.9.4] | SVC |  | 2166.36 | 0 | 0 | 2014.71 | 0
L.N.4.10 | eNodeB Upgrade Service
L.N.4.10.1 | eNodeB Upg+Features - Year 1 - Design | (2961-737) | lot | SVC - eNodeB Upg+Features - [L.N.4.10.1] | SVC |  | 0 | 0 | 0 | 0 | 0
L.N.4.10.2 | eNodeB Upg+Features - Year 1 - Implementation | (2961-737) | lot | SVC - eNodeB Upg+Features - [L.N.4.10.2] | SVC |  | 342990.77 | 0 | 0 | 0 | 0
L.N.4.10.3 | eNodeB Upg+Features - Year 1 - PM + RM | (2961-737) | lot | SVC - eNodeB Upg+Features - [L.N.4.10.3] | SVC |  | 78424.54 | 0 | 0 | 0 | 0
L.N.4.10.4 | eNodeB Upg+Features - Year 2 - Design | (2961-737) | lot | SVC - eNodeB Upg+Features - [L.N.4.10.4] | SVC |  | 0 | 0 | 0 | 0 | 0
L.N.4.10.5 | eNodeB Upg+Features - Year 2 - Implementation | (2961-737) | lot | SVC - eNodeB Upg+Features - [L.N.4.10.5] | SVC |  | 628055.38 | 0 | 0 | 0 | 0
L.N.4.10.6 | eNodeB Upg+Features - Year 2 - PM + RM | (2961-737) | lot | SVC - eNodeB Upg+Features - [L.N.4.10.6] | SVC |  | 122942.06 | 0 | 0 | 0 | 0
L.N.4.11 | RF Optimisation Service
L.N.4.11.1 | RFOPT - Year 1 - Design | (6967-651) | lot | SVC - RFOPT - Year 1 - Desi [L.N.4.11.1] | SVC |  | 295261.54 | 0 | 0 | 0 | 0
L.N.4.11.2 | RFOPT - Year 1 - Implementation | (6967-651) | lot | SVC - RFOPT - Year 1 - Impl [L.N.4.11.2] | SVC |  | 1468535.38 | 0 | 0 | 0 | 0
L.N.4.11.3 | RFOPT - Year 1 - PM + RM | (6967-651) | lot | SVC - RFOPT - Year 1 - PM + [L.N.4.11.3] | SVC |  | 173511.28 | 0 | 0 | 0 | 0
L.N.4.11.4 | RFOPT - Year 2 - Design | (6967-651) | lot | SVC - RFOPT - Year 2 - Desi [L.N.4.11.4] | SVC |  | 363076.92 | 0 | 0 | 0 | 0
L.N.4.11.5 | RFOPT - Year 2 - Implementation | (6967-651) | lot | SVC - RFOPT - Year 2 - Impl [L.N.4.11.5] | SVC |  | 3046243.08 | 0 | 0 | 0 | 0
L.N.4.11.6 | RFOPT - Year 2 - PM + RM | (6967-651) | lot | SVC - RFOPT - Year 2 - PM + [L.N.4.11.6] | SVC |  | 322352.98 | 0 | 0 | 0 | 0
Gross Total for Hardware and Software
Total Incentives, excluding Enhanced Payment Terms Incentive
Enhanced Payment Terms Incentive (7%)
Net Total for Hardware and Software after all incentives
Gross Total for Services
Total Incentives, excluding Enhanced Payment Terms Incentive
Enhanced Payment Terms Incentive (7%)
Net Total for Services after all incentives
Grand Net Total after all incentives
Note on K232: Ericsson: FOC for FY12/13 BoQ
Note on K236: Ericsson: FOC for FY12/13 BoQ
Note on K237: Ericsson: FOC for FY12/13 BoQ
Note on K238: Ericsson: FOC for FY12/13 BoQ
Note on K239: Ericsson: FOC for FY12/13 BoQ
Note on K240: Ericsson: FOC for FY12/13 BoQ
Note on K241: Ericsson: FOC for FY12/13 BoQ
Note on K242: Ericsson: FOC for FY12/13 BoQ
Note on K243: Ericsson: FOC for FY12/13 BoQ
Note on K244: Ericsson: FOC for FY12/13 BoQ
Note on K245: Ericsson: FOC for FY12/13 BoQ
Note on K248: Ericsson: FOC for FY12/13 BoQ
Note on K249: Ericsson: FOC for FY12/13 BoQ
Note on K250: Ericsson: FOC for FY12/13 BoQ
Note on K251: Ericsson: FOC for FY12/13 BoQ
Note on K254: Ericsson: FOC for FY12/13 BoQ
Note on K255: Ericsson: FOC for FY12/13 BoQ
Note on K341: Ericsson: FOC for FY12/13 BoQ
Note on K342: Ericsson: FOC for FY12/13 BoQ
Note on K343: Ericsson: FOC for FY12/13 BoQ

## New Sites
Title: Appendix II to Annex 5 - FY12_13 Radio Pricing Schedule
Project/Site:
Scope/Configuration:
S/N | Full Name |  | UoM | Short Name | Material | Quantity | Gross Price (S$) |  | Incentive | Net Price (S$)
| Description | Product Code |  |  |  |  | Unit | Total |  | Unit | Total
N.S.1 | HARDWARE
N.S.1.1 | 2G - RBS6101
N.S.1.1.1 | RBS6101 1xRUS01_1xDUG20_Stand-Alone (No TRX_No Power HWAC) | (2460-794) | set | HW - RBS6101 1xRUS01_1xDUG20 [N.S.1.1.1] | HW |  | 14238.49 | 0 | 0 | 0 | 0
N.S.1.1.2 | RBS6101 2xRUS01_1xDUG20_Stand-Alone (No TRX_No Power HWAC) | (2460-794) | set | HW - RBS6101 2xRUS01_1xDUG20 [N.S.1.1.2] | HW |  | 17396.98 | 0 | 0 | 0 | 0
N.S.1.1.3 | RBS6101 3xRUS01_1xDUG20_Stand-Alone (No TRX_No Power HWAC) | (2460-794) | set | HW - RBS6101 3xRUS01_1xDUG20 [N.S.1.1.3] | HW |  | 18975.19 | 0 | 0 | 0 | 0
N.S.1.1.4 | RBS6101 4xRUS01_2xDUG20_Stand-Alone (No TRX_No Power HWAC) | (2460-794) | set | HW - RBS6101 4xRUS01_2xDUG20 [N.S.1.1.4] | HW |  | 24340.12 | 0 | 0 | 0 | 0
N.S.1.1.5 | RBS6101 5xRUS01_2xDUG20_Stand-Alone (No TRX_No Power HWAC) | (2460-794) | set | HW - RBS6101 5xRUS01_2xDUG20 [N.S.1.1.5] | HW |  | 27498.61 | 0 | 0 | 0 | 0
N.S.1.1.6 | RBS6101 6xRUS01_2xDUG20_Stand-Alone (No TRX_No Power HWAC) | (2460-794) | set | HW - RBS6101 6xRUS01_2xDUG20 [N.S.1.1.6] | HW |  | 29076.82 | 0 | 0 | 0 | 0
N.S.1.2 | 2G - RBS6102
N.S.1.2.1 | RBS6102 1xRUS_1xDUG20_Stand-Alone (No TRX_No Power HWAC) | (2460-794) | set | HW - RBS6102 1xRUS_1xDUG20_S [N.S.1.2.1] | HW |  | 16464.17 | 0 | 0 | 0 | 0
N.S.1.2.2 | RBS6102 2xRUS_1xDUG20_Stand-Alone (No TRX_No Power HWAC) | (2460-794) | set | HW - RBS6102 2xRUS_1xDUG20_S [N.S.1.2.2] | HW |  | 19622.65 | 0 | 0 | 0 | 0
N.S.1.2.3 | RBS6102 3xRUS_1xDUG20_Stand-Alone (No TRX_No Power HWAC) | (2460-794) | set | HW - RBS6102 3xRUS_1xDUG20_S [N.S.1.2.3] | HW |  | 21200.87 | 0 | 0 | 0 | 0
N.S.1.2.4 | RBS6102 4xRUS_2xDUG20_Stand-Alone (No TRX_No Power HWAC) | (2460-794) | set | HW - RBS6102 4xRUS_2xDUG20_S [N.S.1.2.4] | HW |  | 26252.03 | 0 | 0 | 0 | 0
N.S.1.2.5 | RBS6102 5xRUS_2xDUG20_Stand-Alone (No TRX_No Power HWAC) | (2460-794) | set | HW - RBS6102 5xRUS_2xDUG20_S [N.S.1.2.5] | HW |  | 29410.52 | 0 | 0 | 0 | 0
N.S.1.2.6 | RBS6102 6xRUS_2xDUG20_Stand-Alone (No TRX_No Power HWAC) | (2460-794) | set | HW - RBS6102 6xRUS_2xDUG20_S [N.S.1.2.6] | HW |  | 30988.73 | 0 | 0 | 0 | 0
N.S.1.3 | 2G - RBS6201
N.S.1.3.1 | RBS6201 1xRUS_1xDUG20_Stand-Alone (No TRX_No Power HWAC) | (2460-794) | set | HW - RBS6201 1xRUS_1xDUG20_S [N.S.1.3.1] | HW |  | 9132.23 | 0 | 0 | 0 | 0
N.S.1.3.2 | RBS6201 2xRUS_1xDUG20_Stand-Alone (No TRX_No Power HWAC) | (2460-794) | set | HW - RBS6201 2xRUS_1xDUG20_S [N.S.1.3.2] | HW |  | 12290.72 | 0 | 0 | 0 | 0
N.S.1.3.3 | RBS6201 3xRUS_1xDUG20_Stand-Alone (No TRX_No Power HWAC) | (2460-794) | set | HW - RBS6201 3xRUS_1xDUG20_S [N.S.1.3.3] | HW |  | 13868.93 | 0 | 0 | 0 | 0
N.S.1.3.4 | RBS6201 4xRUS_2xDUG20_Stand-Alone (No TRX_No Power HWAC) | (2460-794) | set | HW - RBS6201 4xRUS_2xDUG20_S [N.S.1.3.4] | HW |  | 18741.92 | 0 | 0 | 0 | 0
N.S.1.3.5 | RBS6201 5xRUS_2xDUG20_Stand-Alone (No TRX_No Power HWAC) | (2460-794) | set | HW - RBS6201 5xRUS_2xDUG20_S [N.S.1.3.5] | HW |  | 21900.41 | 0 | 0 | 0 | 0
N.S.1.3.6 | RBS6201 6xRUS_2xDUG20_Stand-Alone (No TRX_No Power HWAC) | (2460-794) | set | HW - RBS6201 6xRUS_2xDUG20_S [N.S.1.3.6] | HW |  | 23478.62 | 0 | 0 | 0 | 0
N.S.1.4 | 2G - RBS6301
N.S.1.4.1 | RBS6301 1xRRUS_1xDUG20_Stand-Alone (No TRX_No Power HWAC) | (2460-794) | set | HW - RBS6301 1xRRUS_1xDUG20_ [N.S.1.4.1] | HW |  | 17032.06 | 0 | 0 | 0 | 0
N.S.1.4.2 | RBS6301 2xRRUS_1xDUG20_Stand-Alone (No TRX_No Power HWAC) | (2460-794) | set | HW - RBS6301 2xRRUS_1xDUG20_ [N.S.1.4.2] | HW |  | 22534.34 | 0 | 0 | 0 | 0
N.S.1.4.3 | RBS6301 3xRRUS_1xDUG20_Stand-Alone (No TRX_No Power HWAC) | (2460-794) | set | HW - RBS6301 3xRRUS_1xDUG20_ [N.S.1.4.3] | HW |  | 28036.62 | 0 | 0 | 0 | 0
N.S.1.4.4 | RBS6301 4xRRUS_2xDUG20_Stand-Alone (No TRX_No Power HWAC) | (2460-794) | set | HW - RBS6301 4xRRUS_2xDUG20_ [N.S.1.4.4] | HW |  | 34939.63 | 0 | 0 | 0 | 0
N.S.1.4.5 | RBS6301 5xRRUS_2xDUG20_Stand-Alone (No TRX_No Power HWAC) | (2460-794) | set | HW - RBS6301 5xRRUS_2xDUG20_ [N.S.1.4.5] | HW |  | 40441.91 | 0 | 0 | 0 | 0
N.S.1.4.6 | RBS6301 6xRRUS_2xDUG20_Stand-Alone (No TRX_No Power HWAC) | (2460-794) | set | HW - RBS6301 6xRRUS_2xDUG20_ [N.S.1.4.6] | HW |  | 45944.19 | 0 | 0 | 0 | 0
N.S.1.4.7 | RBS6301 1xRRUS_1xDUG20_Stand-Alone (No TRX_No Power HWAC)_DC | (2460-794) | set | HW - RBS6301 1xRRUS_1xDUG20_ [N.S.1.4.7] | HW |  | 13579.12 | 0 | 0 | 0 | 0
N.S.1.4.8 | RBS6301 2xRRUS_1xDUG20_Stand-Alone (No TRX_No Power HWAC)_DC | (2460-794) | set | HW - RBS6301 2xRRUS_1xDUG20_ [N.S.1.4.8] | HW |  | 18800.06 | 0 | 0 | 0 | 0
N.S.1.4.9 | RBS6301 3xRRUS_1xDUG20_Stand-Alone (No TRX_No Power HWAC)_DC | (2460-794) | set | HW - RBS6301 3xRRUS_1xDUG20_ [N.S.1.4.9] | HW |  | 24021.01 | 0 | 0 | 0 | 0
N.S.1.4.10 | RBS6301 4xRRUS_2xDUG20_Stand-Alone (No TRX_No Power HWAC)_DC | (2460-794) | set | HW - RBS6301 4xRRUS_2xDUG20 [N.S.1.4.10] | HW |  | 30642.7 | 0 | 0 | 0 | 0
N.S.1.4.11 | RBS6301 5xRRUS_2xDUG20_Stand-Alone (No TRX_No Power HWAC)_DC | (2460-794) | set | HW - RBS6301 5xRRUS_2xDUG20 [N.S.1.4.11] | HW |  | 35863.64 | 0 | 0 | 0 | 0
N.S.1.4.12 | RBS6301 6xRRUS_2xDUG20_Stand-Alone (No TRX_No Power HWAC)_DC | (2460-794) | set | HW - RBS6301 6xRRUS_2xDUG20 [N.S.1.4.12] | HW |  | 41084.59 | 0 | 0 | 0 | 0
N.S.1.5 | 2G - RBS6601
N.S.1.5.1 | RBS6601 1xRRUS_1xDUG20_Stand-Alone (No TRX_No Power HWAC) | (2460-794) | set | HW - RBS6601 1xRRUS_1xDUG20_ [N.S.1.5.1] | HW |  | 8281.55 | 0 | 0 | 0 | 0
N.S.1.5.2 | RBS6601 2xRRUS_1xDUG20_Stand-Alone (No TRX_No Power HWAC) | (2460-794) | set | HW - RBS6601 2xRRUS_1xDUG20_ [N.S.1.5.2] | HW |  | 13502.5 | 0 | 0 | 0 | 0
N.S.1.5.3 | RBS6601 3xRRUS_1xDUG20_Stand-Alone (No TRX_No Power HWAC) | (2460-794) | set | HW - RBS6601 3xRRUS_1xDUG20_ [N.S.1.5.3] | HW |  | 18723.45 | 0 | 0 | 0 | 0
N.S.1.5.4 | RBS6601 4xRRUS_2xDUG20_Stand-Alone (No TRX_No Power HWAC) | (2460-794) | set | HW - RBS6601 4xRRUS_2xDUG20_ [N.S.1.5.4] | HW |  | 25345.13 | 0 | 0 | 0 | 0
N.S.1.5.5 | RBS6601 5xRRUS_2xDUG20_Stand-Alone (No TRX_No Power HWAC) | (2460-794) | set | HW - RBS6601 5xRRUS_2xDUG20_ [N.S.1.5.5] | HW |  | 30566.08 | 0 | 0 | 0 | 0
N.S.1.5.6 | RBS6601 6xRRUS_2xDUG20_Stand-Alone (No TRX_No Power HWAC) | (2460-794) | set | HW - RBS6601 6xRRUS_2xDUG20_ [N.S.1.5.6] | HW |  | 35787.03 | 0 | 0 | 0 | 0
N.S.1.6 | 3G 2cc - RBS6101
N.S.1.6.1 | RBS6101 WCDMA 1x2 30Wpcc_DUW20(0UL/0DL/15Code)_Rev A | (2460-794) | set | HW - RBS6101 WCDMA 1x2 30Wpc [N.S.1.6.1] | HW |  | 25428.09 | 0 | 0 |  | 0
N.S.1.6.2 | RBS6101 WCDMA 1x2 30Wpcc_DUW20(0UL/0DL/15Code)_Rev A (Exclude Cabinet) | (2460-794) | set | HW - RBS6101 WCDMA 1x2 30Wpc [N.S.1.6.2] | HW |  | 15616.36 | 0 | 0 |  | 0
N.S.1.6.3 | RBS6101 WCDMA 2x2 30Wpcc_DUW30(0UL/0DL/30Code)_Rev A | (2460-794) | set | HW - RBS6101 WCDMA 2x2 30Wpc [N.S.1.6.3] | HW |  | 35592.64 | 0 | 0 |  | 0
N.S.1.6.4 | RBS6101 WCDMA 2x2 30Wpcc_DUW30(0UL/0DL/30Code)_Rev A (Exclude Cabinet) | (2460-794) | set | HW - RBS6101 WCDMA 2x2 30Wpc [N.S.1.6.4] | HW |  | 25780.91 | 0 | 0 |  | 0
N.S.1.6.5 | RBS6101 WCDMA 3x2 30Wpcc_DUW30(0UL/0DL/45Code)_Rev A | (2460-794) | set | HW - RBS6101 WCDMA 3x2 30Wpc [N.S.1.6.5] | HW |  | 41056.45 | 0 | 0 |  | 0
N.S.1.6.6 | RBS6101 WCDMA 3x2 30Wpcc_DUW30(0UL/0DL/45Code)_Rev A (Exclude Cabinet) | (2460-794) | set | HW - RBS6101 WCDMA 3x2 30Wpc [N.S.1.6.6] | HW |  | 31244.72 | 0 | 0 |  | 0
N.S.1.7 | 3G 2cc - RBS6102
N.S.1.7.1 | RBS6102 WCDMA 1x2 30Wpcc_DUW20(0UL/0DL/15Code)_Rev A | (2460-794) | set | HW - RBS6102 WCDMA 1x2 30Wpc [N.S.1.7.1] | HW |  | 27147.4 | 0 | 0 |  | 0
N.S.1.7.2 | RBS6102 WCDMA 1x2 30Wpcc_DUW20(0UL/0DL/15Code)_Rev A (Exclude Cabinet) | (2460-794) | set | HW - RBS6102 WCDMA 1x2 30Wpc [N.S.1.7.2] | HW |  | 19117.89 | 0 | 0 |  | 0
N.S.1.7.3 | RBS6102 WCDMA 2x2 30Wpcc_DUW30(0UL/0DL/30Code)_Rev A | (2460-794) | set | HW - RBS6102 WCDMA 2x2 30Wpc [N.S.1.7.3] | HW |  | 37311.94 | 0 | 0 |  | 0
N.S.1.7.4 | RBS6102 WCDMA 2x2 30Wpcc_DUW30(0UL/0DL/30Code)_Rev A (Exclude Cabinet) | (2460-794) | set | HW - RBS6102 WCDMA 2x2 30Wpc [N.S.1.7.4] | HW |  | 29282.44 | 0 | 0 |  | 0
N.S.1.7.5 | RBS6102 WCDMA 3x2 30Wpcc_DUW30(0UL/0DL/45Code)_Rev A | (2460-794) | set | HW - RBS6102 WCDMA 3x2 30Wpc [N.S.1.7.5] | HW |  | 42775.75 | 0 | 0 |  | 0
N.S.1.7.6 | RBS6102 WCDMA 3x2 30Wpcc_DUW30(0UL/0DL/45Code)_Rev A (Exclude Cabinet) | (2460-794) | set | HW - RBS6102 WCDMA 3x2 30Wpc [N.S.1.7.6] | HW |  | 34746.25 | 0 | 0 |  | 0
N.S.1.8 | 3G 2cc - RBS6201
N.S.1.8.1 | RBS6201 WCDMA 1x2 30Wpcc_DUW20(0UL/0DL/15Code)_Rev A | (2460-794) | set | HW - RBS6201 WCDMA 1x2 30Wpc [N.S.1.8.1] | HW |  | 20129.22 | 0 | 0 |  | 0
N.S.1.8.2 | RBS6201 WCDMA 1x2 30Wpcc_DUW20(0UL/0DL/15Code)_Rev A (Exclude Cabinet) | (2460-794) | set | HW - RBS6201 WCDMA 1x2 30Wpc [N.S.1.8.2] | HW |  | 16714.5 | 0 | 0 |  | 0
N.S.1.8.3 | RBS6201 WCDMA 2x2 30Wpcc_DUW30(0UL/0DL/30Code)_Rev A | (2460-794) | set | HW - RBS6201 WCDMA 2x2 30Wpc [N.S.1.8.3] | HW |  | 30293.77 | 0 | 0 |  | 0
N.S.1.8.4 | RBS6201 WCDMA 2x2 30Wpcc_DUW30(0UL/0DL/30Code)_Rev A (Exclude Cabinet) | (2460-794) | set | HW - RBS6201 WCDMA 2x2 30Wpc [N.S.1.8.4] | HW |  | 26526.47 | 0 | 0 |  | 0
N.S.1.8.5 | RBS6201 WCDMA 3x2 30Wpcc_DUW30(0UL/0DL/45Code)_Rev A | (2460-794) | set | HW - RBS6201 WCDMA 3x2 30Wpc [N.S.1.8.5] | HW |  | 35757.58 | 0 | 0 |  | 0
N.S.1.8.6 | RBS6201 WCDMA 3x2 30Wpcc_DUW30(0UL/0DL/45Code)_Rev A (Exclude Cabinet) | (2460-794) | set | HW - RBS6201 WCDMA 3x2 30Wpc [N.S.1.8.6] | HW |  | 31990.28 | 0 | 0 |  | 0
N.S.1.9 | 3G 2cc - RBS6301
N.S.1.9.1 | RBS6301 WCDMA 1x2 30Wpcc_DUW20(0UL/0DL/15Code)_Rev A | (2460-794) | set | HW - RBS6301 WCDMA 1x2 30Wpc [N.S.1.9.1] | HW |  | 27876.02 | 0 | 0 |  | 0
N.S.1.9.2 | RBS6301 WCDMA 2x2 30Wpcc_DUW30(0UL/0DL/30Code)_Rev A | (2460-794) | set | HW - RBS6301 WCDMA 2x2 30Wpc [N.S.1.9.2] | HW |  | 41082.73 | 0 | 0 |  | 0
N.S.1.9.3 | RBS6301 WCDMA 3x2 30Wpcc_DUW30(0UL/0DL/45Code)_Rev A | (2460-794) | set | HW - RBS6301 WCDMA 3x2 30Wpc [N.S.1.9.3] | HW |  | 50934.45 | 0 | 0 |  | 0
N.S.1.9.4 | RBS6301 WCDMA 1x2 30Wpcc_DUW20(0UL/0DL/15Code)_DC_Rev A | (2460-794) | set | HW - RBS6301 WCDMA 1x2 30Wp [N.S.1.9.4] | HW |  | 24423.07 | 0 | 0 |  | 0
N.S.1.9.5 | RBS6301 WCDMA 2x2 30Wpcc_DUW30(0UL/0DL/30Code)_DC_Rev A | (2460-794) | set | HW - RBS6301 WCDMA 2x2 30Wp [N.S.1.9.5] | HW |  | 37348.45 | 0 | 0 |  | 0
N.S.1.9.6 | RBS6301 WCDMA 3x2 30Wpcc_DUW30(0UL/0DL/45Code)_DC_Rev A | (2460-794) | set | HW - RBS6301 WCDMA 3x2 30Wp [N.S.1.9.6] | HW |  | 46605.08 | 0 | 0 |  | 0
N.S.1.10 | 3G 2cc - RBS6601
N.S.1.10.1 | RBS6601 WCDMA 1x2 30Wpcc_DUW20(0UL/0DL/15Code)_Rev A (Exclude Cabinet) | (2460-794) | set | HW - RBS6601 WCDMA 1x2 30Wp [N.S.1.10.1] | HW |  | 19663.15 | 0 | 0 |  | 0
N.S.1.10.2 | RBS6601 WCDMA 2x2 30Wpcc_DUW30(0UL/0DL/30Code)_Rev A (Exclude Cabinet) | (2460-794) | set | HW - RBS6601 WCDMA 2x2 30Wp [N.S.1.10.2] | HW |  | 32588.53 | 0 | 0 |  | 0
N.S.1.10.3 | RBS6601 WCDMA 3x2 30Wpcc_DUW30(0UL/0DL/45Code)_Rev A (Exclude Cabinet) | (2460-794) | set | HW - RBS6601 WCDMA 3x2 30Wp [N.S.1.10.3] | HW |  | 41845.16 | 0 | 0 |  | 0
N.S.1.10.4 | RBS6601 WCDMA No RRUW DUW30 (0UL/0DL/15Code)_IPRAN_Rev A | (2460-794) | set | HW - RBS6601 WCDMA No RRUW [N.S.1.10.4] | HW |  | 11176.71 | 0 | 0 |  | 0
N.S.1.10.5 | RBS6601 WCDMA No RRUW DUW30 (0UL/0DL/30Code)_IPRAN_Rev A | (2460-794) | set | HW - RBS6601 WCDMA No RRUW [N.S.1.10.5] | HW |  | 15615.65 | 0 | 0 |  | 0
N.S.1.10.6 | RBS6601 WCDMA No RRUW DUW30 (0UL/0DL/45Code)_IPRAN_Rev A | (2460-794) | set | HW - RBS6601 WCDMA No RRUW [N.S.1.10.6] | HW |  | 16385.84 | 0 | 0 |  | 0
N.S.1.11 | 3G 2cc - RBS6302
N.S.1.11 | RBS6302 WCDMA DUW30(16UL/16DL/0Code)_1xMU Only_DC | (2460-794) | set | HW - RBS6302 WCDMA DUW30(16U [N.S.1.11] | HW |  | 24850.8 | 0 | 0 |  | 0
N.S.1.12 | RBS6302 WCDMA_1x2 30Wpcc_DUW30(16UL/16DL/15Code)_1xMU_1xRRUS01_DC | (2460-794) | set | HW - RBS6302 WCDMA_1x2 30Wpc [N.S.1.12] | HW |  | 34107.42 | 0 | 0 |  | 0
N.S.1.13 | RBS6302 WCDMA_2x2 30Wpcc_DUW30(16UL/16DL/30Code)_1xMU_2xRRUS01_DC | (2460-794) | set | HW - RBS6302 WCDMA_2x2 30Wpc [N.S.1.13] | HW |  | 43364.05 | 0 | 0 |  | 0
N.S.1.14 | RBS6302 WCDMA_3x2 30Wpcc_DUW30(16UL/16DL/45Code)_1xMU_3xRRUS01_DC | (2460-794) | set | HW - RBS6302 WCDMA_3x2 30Wpc [N.S.1.14] | HW |  | 52620.68 | 0 | 0 |  | 0
N.S.1.12 | 3G 3cc upgrade - RBS6101
N.S.1.12.1 | RBS6101 WCDMA 1x2 30Wpcc to 1x3 20Wpcc_DUW20/30(0UL/0DL/15Code)_Rev A | (2460-794) | set | HW - RBS6101 WCDMA 1x2 30Wp [N.S.1.12.1] | HW |  | 12513.52 | 0 | 0 |  | 0
N.S.1.12.2 | RBS6101 WCDMA 1x2 30Wpcc to 1x3 30/40Wpcc_DUW20/30(0UL/0DL/15Code)_Rev A | (2460-794) | set | HW - RBS6101 WCDMA 1x2 30Wp [N.S.1.12.2] | HW |  | 15545.46 | 0 | 0 |  | 0
N.S.1.12.3 | RBS6101 WCDMA 2x2 30Wpcc to 2x3 20Wpcc_DUW30/30(0UL/0DL/30Code)_Rev A | (2460-794) | set | HW - RBS6101 WCDMA 2x2 30Wp [N.S.1.12.3] | HW |  | 14146.58 | 0 | 0 |  | 0
N.S.1.12.4 | RBS6101 WCDMA 2x2 30Wpcc to 2x3 30/40Wpcc_DUW30/30(0UL/0DL/30Code)_Rev A | (2460-794) | set | HW - RBS6101 WCDMA 2x2 30Wp [N.S.1.12.4] | HW |  | 21016.16 | 0 | 0 |  | 0
N.S.1.12.5 | RBS6101 WCDMA 3x2 30Wpcc to 3x3 20Wpcc_DUW30/30(0UL/0DL/45Code)_Rev A | (2460-794) | set | HW - RBS6101 WCDMA 3x2 30Wp [N.S.1.12.5] | HW |  | 15779.64 | 0 | 0 |  | 0
N.S.1.12.6 | RBS6101 WCDMA 3x2 30Wpcc to 3x3 30/40Wpcc_DUW30/30(0UL/0DL/45Code)_Rev A | (2460-794) | set | HW - RBS6101 WCDMA 3x2 30Wp [N.S.1.12.6] | HW |  | 24649.17 | 0 | 0 |  | 0
N.S.1.13 | 3G 3cc upgrade - RBS6102
N.S.1.13.1 | RBS6102 WCDMA 1x2 30Wpcc to 1x3 20Wpcc_DUW20/30(0UL/0DL/15Code)_Rev A | (2460-794) | set | HW - RBS6102 WCDMA 1x2 30Wp [N.S.1.13.1] | HW |  | 12513.52 | 0 | 0 |  | 0
N.S.1.13.2 | RBS6102 WCDMA 1x2 30Wpcc to 1x3 30/40Wpcc_DUW20/30(0UL/0DL/15Code)_Rev A | (2460-794) | set | HW - RBS6102 WCDMA 1x2 30Wp [N.S.1.13.2] | HW |  | 15545.46 | 0 | 0 |  | 0
N.S.1.13.3 | RBS6102 WCDMA 2x2 30Wpcc to 2x3 20Wpcc_DUW30/30(0UL/0DL/30Code)_Rev A | (2460-794) | set | HW - RBS6102 WCDMA 2x2 30Wp [N.S.1.13.3] | HW |  | 14146.58 | 0 | 0 |  | 0
N.S.1.13.4 | RBS6102 WCDMA 2x2 30Wpcc to 2x3 30/40Wpcc_DUW30/30(0UL/0DL/30Code)_Rev A | (2460-794) | set | HW - RBS6102 WCDMA 2x2 30Wp [N.S.1.13.4] | HW |  | 20702.39 | 0 | 0 |  | 0
N.S.1.13.5 | RBS6102 WCDMA 3x2 30Wpcc to 3x3 20Wpcc_DUW30/30(0UL/0DL/45Code)_Rev A | (2460-794) | set | HW - RBS6102 WCDMA 3x2 30Wp [N.S.1.13.5] | HW |  | 15779.64 | 0 | 0 |  | 0
N.S.1.13.6 | RBS6102 WCDMA 3x2 30Wpcc to 3x3 30/40Wpcc_DUW30/30(0UL/0DL/45Code)_Rev A | (2460-794) | set | HW - RBS6102 WCDMA 3x2 30Wp [N.S.1.13.6] | HW |  | 24335.4 | 0 | 0 |  | 0
N.S.1.14 | 3G 3cc upgrade - RBS6201
N.S.1.14.1 | RBS6201 WCDMA 1x2 30Wpcc to 1x3 20Wpcc_DUW20/30(0UL/0DL/15Code)_Rev A | (2460-794) | set | HW - RBS6201 WCDMA 1x2 30Wp [N.S.1.14.1] | HW |  | 12513.52 | 0 | 0 |  | 0
N.S.1.14.2 | RBS6201 WCDMA 1x2 30Wpcc to 1x3 30/40Wpcc_DUW20/30(0UL/0DL/15Code)_Rev A | (2460-794) | set | HW - RBS6201 WCDMA 1x2 30Wp [N.S.1.14.2] | HW |  | 15545.46 | 0 | 0 |  | 0
N.S.1.14.3 | RBS6201 WCDMA 2x2 30Wpcc to 2x3 20Wpcc_DUW30/30(0UL/0DL/30Code)_Rev A | (2460-794) | set | HW - RBS6201 WCDMA 2x2 30Wp [N.S.1.14.3] | HW |  | 14146.58 | 0 | 0 |  | 0
N.S.1.14.4 | RBS6201 WCDMA 2x2 30Wpcc to 2x3 30/40Wpcc_DUW30/30(0UL/0DL/30Code)_Rev A | (2460-794) | set | HW - RBS6201 WCDMA 2x2 30Wp [N.S.1.14.4] | HW |  | 20524.22 | 0 | 0 |  | 0
N.S.1.14.5 | RBS6201 WCDMA 3x2 30Wpcc to 3x3 20Wpcc_DUW30/30(0UL/0DL/45Code)_Rev A | (2460-794) | set | HW - RBS6201 WCDMA 3x2 30Wp [N.S.1.14.5] | HW |  | 15779.64 | 0 | 0 |  | 0
N.S.1.14.6 | RBS6201 WCDMA 3x2 30Wpcc to 3x3 30/40Wpcc_DUW30/30(0UL/0DL/45Code)_Rev A | (2460-794) | set | HW - RBS6201 WCDMA 3x2 30Wp [N.S.1.14.6] | HW |  | 24157.23 | 0 | 0 |  | 0
N.S.1.15 | 3G 3cc upgrade - RBS6301
N.S.1.15.1 | RBS6301 WCDMA 1x2 30Wpcc to 1x3 20Wpcc_DUW20/30(0UL/0DL/15Code)_Rev A | (2460-794) | set | HW - RBS6301 WCDMA 1x2 30Wp [N.S.1.15.1] | HW |  | 12513.52 | 0 | 0 |  | 0
N.S.1.15.2 | RBS6301 WCDMA 1x2 30Wpcc to 1x3 30/40Wpcc_DUW20/30(0UL/0DL/15Code)_Rev A | (2460-794) | set | HW - RBS6301 WCDMA 1x2 30Wp [N.S.1.15.2] | HW |  | 14289.54 | 0 | 0 |  | 0
N.S.1.15.3 | RBS6301 WCDMA 2x2 30Wpcc to 2x3 20Wpcc_DUW30/30(0UL/0DL/30Code)_Rev A | (2460-794) | set | HW - RBS6301 WCDMA 2x2 30Wp [N.S.1.15.3] | HW |  | 14146.58 | 0 | 0 |  | 0
N.S.1.15.4 | RBS6301 WCDMA 2x2 30Wpcc to 2x3 30/40Wpcc_DUW30/30(0UL/0DL/30Code)_Rev A | (2460-794) | set | HW - RBS6301 WCDMA 2x2 30Wp [N.S.1.15.4] | HW |  | 25036.12 | 0 | 0 |  | 0
N.S.1.15.5 | RBS6301 WCDMA 3x2 30Wpcc to 3x3 20Wpcc_DUW30/30(0UL/0DL/45Code)_Rev A | (2460-794) | set | HW - RBS6301 WCDMA 3x2 30Wp [N.S.1.15.5] | HW |  | 15779.64 | 0 | 0 |  | 0
N.S.1.15.6 | RBS6301 WCDMA 3x2 30Wpcc to 3x3 30/40Wpcc_DUW30/30(0UL/0DL/45Code)_Rev A | (2460-794) | set | HW - RBS6301 WCDMA 3x2 30Wp [N.S.1.15.6] | HW |  | 32113.95 | 0 | 0 |  | 0
N.S.1.15.7 | RBS6301 WCDMA 1x2 30Wpcc to 1x3 30/40Wpcc_DUW20/30(0UL/0DL/15Code)_DC_Rev A | (2460-794) | set | HW - RBS6301 WCDMA 1x2 30Wp [N.S.1.15.7] | HW |  | 14008.21 | 0 | 0 |  | 0
N.S.1.15.8 | RBS6301 WCDMA 2x2 30Wpcc to 2x3 30/40Wpcc_DUW30/30(0UL/0DL/30Code)_DC_Rev A | (2460-794) | set | HW - RBS6301 WCDMA 2x2 30Wp [N.S.1.15.8] | HW |  | 24473.46 | 0 | 0 |  | 0
N.S.1.15.9 | RBS6301 WCDMA 3x2 30Wpcc to 3x3 30/40Wpcc_DUW30/30(0UL/0DL/45Code)_DC_Rev A | (2460-794) | set | HW - RBS6301 WCDMA 3x2 30Wp [N.S.1.15.9] | HW |  | 31269.96 | 0 | 0 |  | 0
N.S.1.16 | 3G 3cc upgrade - RBS6601
N.S.1.16.1 | RBS6601 WCDMA 1x2 30Wpcc to 1x3 20Wpcc_DUW20/30(0UL/0DL/15Code) Rev A | (2460-794) | set | HW - RBS6601 WCDMA 1x2 30Wp [N.S.1.16.1] | HW |  | 14622.28 | 0 | 0 |  | 0
N.S.1.16.2 | RBS6601 WCDMA 1x2 30Wpcc to 1x3 30/40Wpcc_DUW20/30(0UL/0DL/15Code) Rev A | (2460-794) | set | HW - RBS6601 WCDMA 1x2 30Wp [N.S.1.16.2] | HW |  | 16116.97 | 0 | 0 |  | 0
N.S.1.16.3 | RBS6601 WCDMA 2x2 30Wpcc to 2x3 20Wpcc_DUW30/30(0UL/0DL/15Code) Rev A | (2460-794) | set | HW - RBS6601 WCDMA 2x2 30Wp [N.S.1.16.3] | HW |  | 16255.34 | 0 | 0 |  | 0
N.S.1.16.4 | RBS6601 WCDMA 2x2 30Wpcc to 2x3 30/40Wpcc_DUW30/30(0UL/0DL/15Code) Rev A | (2460-794) | set | HW - RBS6601 WCDMA 2x2 30Wp [N.S.1.16.4] | HW |  | 26582.22 | 0 | 0 |  | 0
N.S.1.16.5 | RBS6601 WCDMA 3x2 30Wpcc to 3x3 20Wpcc_DUW30/30(0UL/0DL/30Code) Rev A | (2460-794) | set | HW - RBS6601 WCDMA 3x2 30Wp [N.S.1.16.5] | HW |  | 17888.39 | 0 | 0 |  | 0
N.S.1.16.6 | RBS6601 WCDMA 3x2 30Wpcc to 3x3 30/40Wpcc_DUW30/30(0UL/0DL/30Code) Rev A | (2460-794) | set | HW - RBS6601 WCDMA 3x2 30Wp [N.S.1.16.6] | HW |  | 33378.72 | 0 | 0 |  | 0
N.S.1.16.7 | RBS6601 WCDMA No RRUW DUW30 (0UL/0DL/15Code) Rev A | (2460-794) | set | HW - RBS6601 WCDMA No RRUW [N.S.1.16.7] | HW |  | 19122.74 | 0 | 0 |  | 0
N.S.1.16.8 | RBS6601 WCDMA No RRUW DUW30 (0UL/0DL/30Code) Rev A | (2460-794) | set | HW - RBS6601 WCDMA No RRUW [N.S.1.16.8] | HW |  | 21211.94 | 0 | 0 |  | 0
N.S.1.16.9 | RBS6601 WCDMA No RRUW DUW30 (0UL/0DL/45Code) Rev A | (2460-794) | set | HW - RBS6601 WCDMA No RRUW [N.S.1.16.9] | HW |  | 23301.14 | 0 | 0 |  | 0
N.S.1.17 | 3G 3cc upgrade - RBS6302
N.S.1.17.1 | RBS6302 WCDMA DUW30/30(32UL/32DL/0Code)_2xMU Only_DC | (2460-794) | set | HW - RBS6302 WCDMA DUW30/30 [N.S.1.17.1] | HW |  | 48166.65 | 0 | 0 |  | 0
N.S.1.17.2 | RBS6302 WCDMA 1x2 30Wpcc to 1x3 20Wpcc_DUW30/30(16UL/16DL/15Code)_DC | (2460-794) | set | HW - RBS6302 WCDMA 1x2 30Wp [N.S.1.17.2] | HW |  | 25397.8 | 0 | 0 |  | 0
N.S.1.17.3 | RBS6302 WCDMA 1x2 30Wpcc to 1x3 30Wpcc_DUW30/30(16UL/16DL/15Code)_DC | (2460-794) | set | HW - RBS6302 WCDMA 1x2 30Wp [N.S.1.17.3] | HW |  | 31190.57 | 0 | 0 |  | 0
N.S.1.17.4 | RBS6302 WCDMA 2x2 30Wpcc to 2x3 20Wpcc_DUW30/30(16UL/16DL/30Code)_DC | (2460-794) | set | HW - RBS6302 WCDMA 2x2 30Wp [N.S.1.17.4] | HW |  | 27030.86 | 0 | 0 |  | 0
N.S.1.17.5 | RBS6302 WCDMA 2x2 30Wpcc to 2x3 30Wpcc_DUW30/30(16UL/16DL/30Code)_DC | (2460-794) | set | HW - RBS6302 WCDMA 2x2 30Wp [N.S.1.17.5] | HW |  | 38616.39 | 0 | 0 |  | 0
N.S.1.17.6 | RBS6302 WCDMA 3x2 30Wpcc to 3x3 20Wpcc_DUW30/30(16UL/16DL/45Code)_DC | (2460-794) | set | HW - RBS6302 WCDMA 3x2 30Wp [N.S.1.17.6] | HW |  | 28663.92 | 0 | 0 |  | 0
N.S.1.17.7 | RBS6302 WCDMA 3x2 30Wpcc to 3x3 30Wpcc_DUW30/30(16UL/16DL/45Code)_DC | (2460-794) | set | HW - RBS6302 WCDMA 3x2 30Wp [N.S.1.17.7] | HW |  | 46042.22 | 0 | 0 |  | 0
N.S.1.18 | LTE eNodeB - RBS6101
N.S.1.18.1 | RBS6101_1 Sect SIMO_2.6(RUS01-B7_20MHz/40W)_1xDUL20(76DL/51UL/10CU) | (2460-794) | set | HW - RBS6101_1 Sect SIMO_2. [N.S.1.18.1] | HW |  | 30036.27 | 0 | 0 |  | 0
N.S.1.18.2 | RBS6101_2 Sect SIMO_2.6(RUS01-B7_20MHz/40W)_1xDUL20(76DL/51UL/10CU) | (2460-794) | set | HW - RBS6101_2 Sect SIMO_2. [N.S.1.18.2] | HW |  | 36313.13 | 0 | 0 |  | 0
N.S.1.18.3 | RBS6101_3 Sect SIMO_2.6(RUS01-B7_20MHz/40W)_1xDUL20(76DL/51UL/10CU) | (2460-794) | set | HW - RBS6101_3 Sect SIMO_2. [N.S.1.18.3] | HW |  | 40943.24 | 0 | 0 |  | 0
N.S.1.18.4 | RBS6101_1 Sect SIMO_1.8(RUS02-B3*_10MHz/30W)_1xDUL20(37DL/26UL/10CU) | (2460-794) | set | HW - RBS6101_1 Sect SIMO_1. [N.S.1.18.4] | HW |  | 30332.56 | 0 | 0 |  | 0
N.S.1.18.5 | RBS6101_2 Sect SIMO_1.8(RUS02-B3*_10MHz/30W)_1xDUL20(37DL/26UL/10CU) | (2460-794) | set | HW - RBS6101_2 Sect SIMO_1. [N.S.1.18.5] | HW |  | 37998.08 | 0 | 0 |  | 0
N.S.1.18.6 | RBS6101_3 Sect SIMO_1.8(RUS02-B3*_10MHz/30W)_1xDUL20(37DL/26UL/10CU) | (2460-794) | set | HW - RBS6101_3 Sect SIMO_1. [N.S.1.18.6] | HW |  | 41520.3 | 0 | 0 |  | 0
N.S.1.18.7 | RBS6101_1 Sect 2x2 MIMO_2.6(RUS01-B7_20MHz/40+40W)_1xDUL20(151DL/51UL/10CU) | (2460-794) | set | HW - RBS6101_1 Sect 2x2 MIM [N.S.1.18.7] | HW |  | 36624.97 | 0 | 0 |  | 0
N.S.1.18.8 | RBS6101_2 Sect 2x2 MIMO_2.6(RUS01-B7_20MHz/40+40W)_1xDUL20(151DL/51UL/10CU) | (2460-794) | set | HW - RBS6101_2 Sect 2x2 MIM [N.S.1.18.8] | HW |  | 45523.02 | 0 | 0 |  | 0
N.S.1.18.9 | RBS6101_3 Sect 2x2 MIMO_2.6(RUS01-B7_20MHz/40+40W)_1xDUL20(151DL/51UL/10CU) | (2460-794) | set | HW - RBS6101_3 Sect 2x2 MIM [N.S.1.18.9] | HW |  | 54421.07 | 0 | 0 |  | 0
N.S.1.18.10 | RBS6101_1 Sect 2x2 MIMO_1.8(RUS02-B3*_10MHz/30+30W)_1xDUL20(74DL/26UL/10CU) | (2460-794) | set | HW - RBS6101_1 Sect 2x2 MI [N.S.1.18.10] | HW |  | 37834.43 | 0 | 0 |  | 0
N.S.1.18.11 | RBS6101_2 Sect 2x2 MIMO_1.8(RUS02-B3*_10MHz/30+30W)_1xDUL20(74DL/26UL/10CU) | (2460-794) | set | HW - RBS6101_2 Sect 2x2 MI [N.S.1.18.11] | HW |  | 47713.61 | 0 | 0 |  | 0
N.S.1.18.12 | RBS6101_3 Sect 2x2 MIMO_1.8(RUS02-B3*_10MHz/30+30W)_1xDUL20(74DL/26UL/10CU) | (2460-794) | set | HW - RBS6101_3 Sect 2x2 MI [N.S.1.18.12] | HW |  | 57592.79 | 0 | 0 |  | 0
N.S.1.19 | LTE - Additional Band in RBS6101
N.S.1.19.1 | Additional 1 Sect SIMO_1.8(RUS02-B3*_10MHz/30W)_In RBS6101 | (2460-794) | set | HW - Additional 1 Sect SIMO [N.S.1.19.1] | HW |  | 7665.52 | 0 | 0 |  | 0
N.S.1.19.2 | Additional 2 Sect SIMO_1.8(RUS02-B3*_10MHz/30W)_1xDUL20(37DL/26UL)_In RBS6101 | (2460-794) | set | HW - Additional 2 Sect SIMO [N.S.1.19.2] | HW |  | 25449.61 | 0 | 0 |  | 0
N.S.1.19.3 | Additional 3 Sect SIMO_1.8(RUS02-B3*_10MHz/30W)_1xDUL20(37DL/26UL)_In RBS6101 | (2460-794) | set | HW - Additional 3 Sect SIMO [N.S.1.19.3] | HW |  | 28971.83 | 0 | 0 |  | 0
N.S.1.19.4 | Additional 1 Sect SIMO_2.6(RUS01-B7_20MHz/40W)_In RBS6101 | (2460-794) | set | HW - Additional 1 Sect SIMO [N.S.1.19.4] | HW |  | 8257.25 | 0 | 0 |  | 0
N.S.1.19.5 | Additional 2 Sect SIMO_2.6(RUS01-B7_20MHz/40W)_1xDUL20(76DL/51UL)_In RBS6101 | (2460-794) | set | HW - Additional 2 Sect SIMO [N.S.1.19.5] | HW |  | 24652.69 | 0 | 0 |  | 0
N.S.1.19.6 | Additional 3 Sect SIMO_2.6(RUS01-B7_20MHz/40W)_1xDUL20(76DL/51UL)_In RBS6101 | (2460-794) | set | HW - Additional 3 Sect SIMO [N.S.1.19.6] | HW |  | 29282.81 | 0 | 0 |  | 0
N.S.1.19.7 | Additional 1 Sect 2x2 MIMO_1.8(RUS02-B3*_10MHz/30+30W)_1xDUL20(74DL/26UL)_In RBS6101 | (2460-794) | set | HW - Additional 1 Sect 2x2 [N.S.1.19.7] | HW |  | 25285.97 | 0 | 0 |  | 0
N.S.1.19.8 | Additional 1 Sect 2x2 MIMO_2.6(RUS01-B7_20MHz/40+40W)_1xDUL20(151DL/51UL)_In RBS6101 | (2460-794) | set | HW - Additional 1 Sect 2x2 [N.S.1.19.8] | HW |  | 24964.54 | 0 | 0 |  | 0
N.S.1.20 | LTE eNodeB - RBS6102
N.S.1.20.1 | RBS6102_1 Sect SIMO_2.6(RUS01-B7_20MHz/40W)_1xDUL20(76DL/51UL/10CU) | (2460-794) | set | HW - RBS6102_1 Sect SIMO_2. [N.S.1.20.1] | HW |  | 35905.24 | 0 | 0 |  | 0
N.S.1.20.2 | RBS6102_2 Sect SIMO_2.6(RUS01-B7_20MHz/40W)_1xDUL20(76DL/51UL/10CU) | (2460-794) | set | HW - RBS6102_2 Sect SIMO_2. [N.S.1.20.2] | HW |  | 42182.11 | 0 | 0 |  | 0
N.S.1.20.3 | RBS6102_3 Sect SIMO_2.6(RUS01-B7_20MHz/40W)_1xDUL20(76DL/51UL/10CU) | (2460-794) | set | HW - RBS6102_3 Sect SIMO_2. [N.S.1.20.3] | HW |  | 47125.99 | 0 | 0 |  | 0
N.S.1.20.4 | RBS6102_1 Sect SIMO_1.8(RUS02-B3*_20MHz/30W)_1xDUL20(37DL/26UL/10CU) | (2460-794) | set | HW - RBS6102_1 Sect SIMO_1. [N.S.1.20.4] | HW |  | 36055.89 | 0 | 0 |  | 0
N.S.1.20.5 | RBS6102_2 Sect SIMO_1.8(RUS02-B3*_20MHz/30W)_1xDUL20(37DL/26UL/10CU) | (2460-794) | set | HW - RBS6102_2 Sect SIMO_1. [N.S.1.20.5] | HW |  | 43721.4 | 0 | 0 |  | 0
N.S.1.20.6 | RBS6102_3 Sect SIMO_1.8(RUS02-B3*_20MHz/30W)_1xDUL20(37DL/26UL/10CU) | (2460-794) | set | HW - RBS6102_3 Sect SIMO_1. [N.S.1.20.6] | HW |  | 47557.39 | 0 | 0 |  | 0
N.S.1.20.7 | RBS6102_1 Sect 2x2 MIMO_2.6(RUS01-B7_20MHz/40+40W)_1xDUL20(151DL/51UL/10CU) | (2460-794) | set | HW - RBS6102_1 Sect 2x2 MIM [N.S.1.20.7] | HW |  | 42493.95 | 0 | 0 |  | 0
N.S.1.20.8 | RBS6102_2 Sect 2x2 MIMO_2.6(RUS01-B7_20MHz/40+40W)_1xDUL20(151DL/51UL/10CU) | (2460-794) | set | HW - RBS6102_2 Sect 2x2 MIM [N.S.1.20.8] | HW |  | 51705.77 | 0 | 0 |  | 0
N.S.1.20.9 | RBS6102_3 Sect 2x2 MIMO_2.6(RUS01-B7_20MHz/40+40W)_1xDUL20(151DL/51UL/10CU) | (2460-794) | set | HW - RBS6102_3 Sect 2x2 MIM [N.S.1.20.9] | HW |  | 60917.58 | 0 | 0 |  | 0
N.S.1.20.10 | RBS6102_1 Sect 2x2 MIMO_1.8(RUS02-B3*_10MHz/30+30W)_1xDUL20(74DL/26UL/10CU) | (2460-794) | set | HW - RBS6102_1 Sect 2x2 MI [N.S.1.20.10] | HW |  | 43557.76 | 0 | 0 |  | 0
N.S.1.20.11 | RBS6102_2 Sect 2x2 MIMO_1.8(RUS02-B3*_10MHz/30+30W)_1xDUL20(74DL/26UL/10CU) | (2460-794) | set | HW - RBS6102_2 Sect 2x2 MI [N.S.1.20.11] | HW |  | 53750.7 | 0 | 0 |  | 0
N.S.1.20.12 | RBS6102_3 Sect 2x2 MIMO_1.8(RUS02-B3*_10MHz/30+30W)_1xDUL20(74DL/26UL/10CU) | (2460-794) | set | HW - RBS6102_3 Sect 2x2 MI [N.S.1.20.12] | HW |  | 63943.65 | 0 | 0 |  | 0
N.S.1.21 | LTE - Additional Band in RBS6102
N.S.1.21.1 | Additional 1 Sect SIMO_1.8(RUS02-B3*_10MHz/30W)_In RBS6102 | (2460-794) | set | HW - Additional 1 Sect SIMO [N.S.1.21.1] | HW |  | 7665.52 | 0 | 0 |  | 0
N.S.1.21.2 | Additional 2 Sect SIMO_1.8(RUS02-B3*_10MHz/30W)_1xDUL20(37DL/26UL)_In RBS6102 | (2460-794) | set | HW - Additional 2 Sect SIMO [N.S.1.21.2] | HW |  | 25449.61 | 0 | 0 |  | 0
N.S.1.21.3 | Additional 3 Sect SIMO_1.8(RUS02-B3*_10MHz/30W)_1xDUL20(37DL/26UL)_In RBS6102 | (2460-794) | set | HW - Additional 3 Sect SIMO [N.S.1.21.3] | HW |  | 28971.83 | 0 | 0 |  | 0
N.S.1.21.4 | Additional 1 Sect SIMO_2.6(RUS01-B7_20MHz/40W)_In RBS6102 | (2460-794) | set | HW - Additional 1 Sect SIMO [N.S.1.21.4] | HW |  | 8257.25 | 0 | 0 |  | 0
N.S.1.21.5 | Additional 2 Sect SIMO_2.6(RUS01-B7_20MHz/40W)_1xDUL20(76DL/51UL)_In RBS6102 | (2460-794) | set | HW - Additional 2 Sect SIMO [N.S.1.21.5] | HW |  | 24652.69 | 0 | 0 |  | 0
N.S.1.21.6 | Additional 3 Sect SIMO_2.6(RUS01-B7_20MHz/40W)_1xDUL20(76DL/51UL)_In RBS6102 | (2460-794) | set | HW - Additional 3 Sect SIMO [N.S.1.21.6] | HW |  | 29282.81 | 0 | 0 |  | 0
N.S.1.21.7 | Additional 1 Sect 2x2 MIMO_1.8(RUS02-B3*_10MHz/30+30W)_1xDUL20(74DL/26UL)_In RBS6102 | (2460-794) | set | HW - Additional 1 Sect 2x2 [N.S.1.21.7] | HW |  | 24480.26 | 0 | 0 |  | 0
N.S.1.21.8 | Additional 2 Sect 2x2 MIMO_1.8(RUS02-B3*_10MHz/30+30W)_1xDUL20(74DL/26UL)_In RBS6102 | (2460-794) | set | HW - Additional 2 Sect 2x2 [N.S.1.21.8] | HW |  | 38413.05 | 0 | 0 |  | 0
N.S.1.21.9 | Additional 3 Sect 2x2 MIMO_1.8(RUS02-B3*_10MHz/30+30W)_1xDUL20(74DL/26UL)_In RBS6102 | (2460-794) | set | HW - Additional 3 Sect 2x2 [N.S.1.21.9] | HW |  | 48292.23 | 0 | 0 |  | 0
N.S.1.21.10 | Additional 1 Sect 2x2 MIMO_2.6(RUS01-B7_20MHz/40+40W)_1xDUL20(151DL/51UL)_In RBS6102 | (2460-794) | set | HW - Additional 1 Sect 2x2 [N.S.1.21.10] | HW |  | 26167.76 | 0 | 0 |  | 0
N.S.1.21.11 | Additional 2 Sect 2x2 MIMO_2.6(RUS01-B7_20MHz/40+40W)_1xDUL20(151DL/51UL)_In RBS6102 | (2460-794) | set | HW - Additional 2 Sect 2x2 [N.S.1.21.11] | HW |  | 37110.49 | 0 | 0 |  | 0
N.S.1.21.12 | Additional 3 Sect 2x2 MIMO_2.6(RUS01-B7_20MHz/40+40W)_1xDUL20(151DL/51UL)_In RBS6102 | (2460-794) | set | HW - Additional 3 Sect 2x2 [N.S.1.21.12] | HW |  | 46008.54 | 0 | 0 |  | 0
N.S.1.22 | LTE eNodeB - RBS6201
N.S.1.22.1 | RBS6201_1 Sect SIMO_2.6(RUS01-B7_20MHz/40W)_1xDUL20(76DL/51UL/10CU) | (2460-794) | set | HW - RBS6201_1 Sect SIMO_2 [N.S.1.22.1] | HW |  | 23991.84 | 0 | 0 |  | 0
N.S.1.22.2 | RBS6201_2 Sect SIMO_2.6(RUS01-B7_20MHz/40W)_1xDUL20(76DL/51UL/10CU) | (2460-794) | set | HW - RBS6201_2 Sect SIMO_2 [N.S.1.22.2] | HW |  | 30268.7 | 0 | 0 |  | 0
N.S.1.22.3 | RBS6201_3 Sect SIMO_2.6(RUS01-B7_20MHz/40W)_1xDUL20(76DL/51UL/10CU) | (2460-794) | set | HW - RBS6201_3 Sect SIMO_2 [N.S.1.22.3] | HW |  | 35212.58 | 0 | 0 |  | 0
N.S.1.22.4 | RBS6201_1 Sect SIMO_1.8(RUS02*-B3_10MHz/30W)_1xDUL20(37DL/26UL/10CU) | (2460-794) | set | HW - RBS6201_1 Sect SIMO_1 [N.S.1.22.4] | HW |  | 24277.24 | 0 | 0 |  | 0
N.S.1.22.5 | RBS6201_2 Sect SIMO_1.8(RUS02*-B3_10MHz/30W)_1xDUL20(37DL/26UL/10CU) | (2460-794) | set | HW - RBS6201_2 Sect SIMO_1 [N.S.1.22.5] | HW |  | 32643.13 | 0 | 0 |  | 0
N.S.1.22.6 | RBS6201_3 Sect SIMO_1.8(RUS02*-B3_10MHz/30W)_1xDUL20(37DL/26UL/10CU) | (2460-794) | set | HW - RBS6201_3 Sect SIMO_1 [N.S.1.22.6] | HW |  | 37179.49 | 0 | 0 |  | 0
N.S.1.22.7 | RBS6201_1 Sect 2x2 MIMO_2.6(RUS01-B7_20MHz/40+40W)_1xDUL20(151DL/51UL/10CU) | (2460-794) | set | HW - RBS6201_1 Sect 2x2 MI [N.S.1.22.7] | HW |  | 30580.54 | 0 | 0 |  | 0
N.S.1.22.8 | RBS6201_2 Sect 2x2 MIMO_2.6(RUS01-B7_20MHz/40+40W)_1xDUL20(151DL/51UL/10CU) | (2460-794) | set | HW - RBS6201_2 Sect 2x2 MI [N.S.1.22.8] | HW |  | 39792.36 | 0 | 0 |  | 0
N.S.1.22.9 | RBS6201_3 Sect 2x2 MIMO_2.6(RUS01-B7_20MHz/40+40W)_1xDUL20(151DL/51UL/10CU) | (2460-794) | set | HW - RBS6201_3 Sect 2x2 MI [N.S.1.22.9] | HW |  | 48690.41 | 0 | 0 |  | 0
N.S.1.22.10 | RBS6201_1 Sect 2x2 MIMO_1.8(RUS02*-B3_10MHz/30+30W)_1xDUL20(74DL/26UL/10CU) | (2460-794) | set | HW - RBS6201_1 Sect 2x2 MI [N.S.1.22.10] | HW |  | 31779.12 | 0 | 0 |  | 0
N.S.1.22.11 | RBS6201_2 Sect 2x2 MIMO_1.8(RUS02*-B3_10MHz/30+30W)_1xDUL20(74DL/26UL/10CU) | (2460-794) | set | HW - RBS6201_2 Sect 2x2 MI [N.S.1.22.11] | HW |  | 42672.43 | 0 | 0 |  | 0
N.S.1.22.12 | RBS6201_3 Sect 2x2 MIMO_1.8(RUS02*-B3_10MHz/30+30W)_1xDUL20(74DL/26UL/10CU) | (2460-794) | set | HW - RBS6201_3 Sect 2x2 MI [N.S.1.22.12] | HW |  | 53251.98 | 0 | 0 |  | 0
N.S.1.23 | LTE - Additional Band in RBS6201
N.S.1.23.1 | Additional 1 Sect SIMO_1.8(RUS02-B3*_10MHz/30W)_In RBS6201 | (2460-794) | set | HW - Additional 1 Sect SIM [N.S.1.23.1] | HW |  | 7665.52 | 0 | 0 |  | 0
N.S.1.23.2 | Additional 2 Sect SIMO_1.8(RUS02-B3*_10MHz/30W)_1xDUL20(37DL/26UL)_In RBS6201 | (2460-794) | set | HW - Additional 2 Sect SIM [N.S.1.23.2] | HW |  | 25449.61 | 0 | 0 |  | 0
N.S.1.23.3 | Additional 3 Sect SIMO_1.8(RUS02-B3*_10MHz/30W)_1xDUL20(37DL/26UL)_In RBS6201 | (2460-794) | set | HW - Additional 3 Sect SIM [N.S.1.23.3] | HW |  | 28971.83 | 0 | 0 |  | 0
N.S.1.23.4 | Additional 1 Sect SIMO_2.6(RUS01-B7_20MHz/40W)_In RBS6201 | (2460-794) | set | HW - Additional 1 Sect SIM [N.S.1.23.4] | HW |  | 8257.25 | 0 | 0 |  | 0
N.S.1.23.5 | Additional 2 Sect SIMO_2.6(RUS01-B7_20MHz/40W)_1xDUL20(76DL/51UL)_In RBS6201 | (2460-794) | set | HW - Additional 2 Sect SIM [N.S.1.23.5] | HW |  | 24652.69 | 0 | 0 |  | 0
N.S.1.23.6 | Additional 3 Sect SIMO_2.6(RUS01-B7_20MHz/40W)_1xDUL20(76DL/51UL)_In RBS6201 | (2460-794) | set | HW - Additional 3 Sect SIM [N.S.1.23.6] | HW |  | 29282.81 | 0 | 0 |  | 0
N.S.1.23.7 | Additional 1 Sect 2x2 MIMO_1.8(RUS02-B3*_10MHz/30+30W)_1xDUL20(74DL/26UL)_In RBS6201 | (2460-794) | set | HW - Additional 1 Sect 2x2 [N.S.1.23.7] | HW |  | 24480.26 | 0 | 0 |  | 0
N.S.1.23.8 | Additional 2 Sect 2x2 MIMO_1.8(RUS02-B3*_10MHz/30+30W)_1xDUL20(74DL/26UL)_In RBS6201 | (2460-794) | set | HW - Additional 2 Sect 2x2 [N.S.1.23.8] | HW |  | 35831.49 | 0 | 0 |  | 0
N.S.1.23.9 | Additional 3 Sect 2x2 MIMO_1.8(RUS02-B3*_10MHz/30+30W)_1xDUL20(74DL/26UL)_In RBS6201 | (2460-794) | set | HW - Additional 3 Sect 2x2 [N.S.1.23.9] | HW |  | 45710.67 | 0 | 0 |  | 0
N.S.1.23.10 | Additional 1 Sect 2x2 MIMO_2.6(RUS01-B7_20MHz/40+40W)_1xDUL20(151DL/51UL)_In RBS6201 | (2460-794) | set | HW - Additional 1 Sect 2x2 [N.S.1.23.10] | HW |  | 26167.76 | 0 | 0 |  | 0
N.S.1.23.11 | Additional 2 Sect 2x2 MIMO_2.6(RUS01-B7_20MHz/40+40W)_1xDUL20(151DL/51UL)_In RBS6201 | (2460-794) | set | HW - Additional 2 Sect 2x2 [N.S.1.23.11] | HW |  | 34528.93 | 0 | 0 |  | 0
N.S.1.23.12 | Additional 3 Sect 2x2 MIMO_2.6(RUS01-B7_20MHz/40+40W)_1xDUL20(151DL/51UL)_In RBS6201 | (2460-794) | set | HW - Additional 3 Sect 2x2 [N.S.1.23.12] | HW |  | 43426.98 | 0 | 0 |  | 0
N.S.1.24 | LTE eNodeB - RBS6301 (AC)
N.S.1.24.1 | RBS6301_1 Sect SIMO_2.6(RRUS11-B7_20MHz/30W)_1xDUL20(76DL/51UL/10CU) | (2460-794) | set | HW - RBS6301_1 Sect SIMO_2 [N.S.1.24.1] | HW |  | 36387.75 | 0 | 0 |  | 0
N.S.1.24.2 | RBS6301_2 Sect SIMO_2.6(RRUS11-B7_20MHz/30W)_1xDUL20(76DL/51UL/10CU) | (2460-794) | set | HW - RBS6301_2 Sect SIMO_2 [N.S.1.24.2] | HW |  | 50042.12 | 0 | 0 |  | 0
N.S.1.24.3 | RBS6301_3 Sect SIMO_2.6(RRUS11-B7_20MHz/30W)_1xDUL20(76DL/51UL/10CU) | (2460-794) | set | HW - RBS6301_3 Sect SIMO_2 [N.S.1.24.3] | HW |  | 63696.49 | 0 | 0 |  | 0
N.S.1.24.4 | RBS6301_1 Sect SIMO_1.8(RRUS12*-B3_10MHz/15W)_1xDUL20(37DL/26UL/10CU) | (2460-794) | set | HW - RBS6301_1 Sect SIMO_1 [N.S.1.24.4] | HW |  | 32945.63 | 0 | 0 |  | 0
N.S.1.24.5 | RBS6301_2 Sect SIMO_1.8(RRUS12*-B3_10MHz/15W)_1xDUL20(37DL/26UL/10CU) | (2460-794) | set | HW - RBS6301_2 Sect SIMO_1 [N.S.1.24.5] | HW |  | 45663.91 | 0 | 0 |  | 0
N.S.1.24.6 | RBS6301_3 Sect SIMO_1.8(RRUS12*-B3_10MHz/15W)_1xDUL20(37DL/26UL/10CU) | (2460-794) | set | HW - RBS6301_3 Sect SIMO_1 [N.S.1.24.6] | HW |  | 58382.18 | 0 | 0 |  | 0
N.S.1.24.7 | RBS6301_1 Sect 2x2 MIMO_2.6(RRUS11-B7_20MHz/30+30W)_1xDUL20(151DL/51UL/10CU) | (2460-794) | set | HW - RBS6301_1 Sect 2x2 MI [N.S.1.24.7] | HW |  | 38708.52 | 0 | 0 |  | 0
N.S.1.24.8 | RBS6301_2 Sect 2x2 MIMO_2.6(RRUS11-B7_20MHz/30+30W)_1xDUL20(151DL/51UL/10CU) | (2460-794) | set | HW - RBS6301_2 Sect 2x2 MI [N.S.1.24.8] | HW |  | 52362.89 | 0 | 0 |  | 0
N.S.1.24.9 | RBS6301_3 Sect 2x2 MIMO_2.6(RRUS11-B7_20MHz/30+30W)_1xDUL20(151DL/51UL/10CU) | (2460-794) | set | HW - RBS6301_3 Sect 2x2 MI [N.S.1.24.9] | HW |  | 66017.26 | 0 | 0 |  | 0
N.S.1.24.10 | RBS6301_1 Sect 2x2 MIMO_1.8(RRUS12*-B3_10MHz/15+15W)_1xDUL20(74DL/26UL/10CU) | (2460-794) | set | HW - RBS6301_1 Sect 2x2 MI [N.S.1.24.10] | HW |  | 34090.55 | 0 | 0 |  | 0
N.S.1.24.11 | RBS6301_2 Sect 2x2 MIMO_1.8(RRUS12*-B3_10MHz/15+15W)_1xDUL20(74DL/26UL/10CU) | (2460-794) | set | HW - RBS6301_2 Sect 2x2 MI [N.S.1.24.11] | HW |  | 46808.82 | 0 | 0 |  | 0
N.S.1.24.12 | RBS6301_3 Sect 2x2 MIMO_1.8(RRUS12*-B3_10MHz/15+15W)_1xDUL20(74DL/26UL/10CU) | (2460-794) | set | HW - RBS6301_3 Sect 2x2 MI [N.S.1.24.12] | HW |  | 59527.09 | 0 | 0 |  | 0
N.S.1.25 | LTE eNodeB - RBS6301 (DC)
N.S.1.25.1 | RBS6301_1 Sect SIMO_2.6(RRUS11-B7_20MHz/30W)_1xDUL20(76DL/51UL/10CU)_DC | (2460-794) | set | HW - RBS6301_1 Sect SIMO_2 [N.S.1.25.1] | HW |  | 32621.04 | 0 | 0 |  | 0
N.S.1.25.2 | RBS6301_2 Sect SIMO_2.6(RRUS11-B7_20MHz/30W)_1xDUL20(76DL/51UL/10CU)_DC | (2460-794) | set | HW - RBS6301_2 Sect SIMO_2 [N.S.1.25.2] | HW |  | 45994.08 | 0 | 0 |  | 0
N.S.1.25.3 | RBS6301_3 Sect SIMO_2.6(RRUS11-B7_20MHz/30W)_1xDUL20(76DL/51UL/10CU)_DC | (2460-794) | set | HW - RBS6301_3 Sect SIMO_2 [N.S.1.25.3] | HW |  | 59367.12 | 0 | 0 |  | 0
N.S.1.25.4 | RBS6301_1 Sect SIMO_1.8(RRUS12*-B3_10MHz/15W)_1xDUL20(37DL/26UL/10CU)_DC | (2460-794) | set | HW - RBS6301_1 Sect SIMO_1 [N.S.1.25.4] | HW |  | 29704.55 | 0 | 0 |  | 0
N.S.1.25.5 | RBS6301_2 Sect SIMO_1.8(RRUS12*-B3_10MHz/15W)_1xDUL20(37DL/26UL/10CU)_DC | (2460-794) | set | HW - RBS6301_2 Sect SIMO_1 [N.S.1.25.5] | HW |  | 42141.49 | 0 | 0 |  | 0
N.S.1.25.6 | RBS6301_3 Sect SIMO_1.8(RRUS12*-B3_10MHz/15W)_1xDUL20(37DL/26UL/10CU)_DC | (2460-794) | set | HW - RBS6301_3 Sect SIMO_1 [N.S.1.25.6] | HW |  | 54578.43 | 0 | 0 |  | 0
N.S.1.25.7 | RBS6301_1 Sect 2x2 MIMO_2.6(RRUS11-B7_20MHz/30+30W)_1xDUL20(151DL/51UL/10CU)_DC | (2460-794) | set | HW - RBS6301_1 Sect 2x2 MI [N.S.1.25.7] | HW |  | 34941.81 | 0 | 0 |  | 0
N.S.1.25.8 | RBS6301_2 Sect 2x2 MIMO_2.6(RRUS11-B7_20MHz/30+30W)_1xDUL20(151DL/51UL/10CU)_DC | (2460-794) | set | HW - RBS6301_2 Sect 2x2 MI [N.S.1.25.8] | HW |  | 48314.85 | 0 | 0 |  | 0
N.S.1.25.9 | RBS6301_3 Sect 2x2 MIMO_2.6(RRUS11-B7_20MHz/30+30W)_1xDUL20(151DL/51UL/10CU)_DC | (2460-794) | set | HW - RBS6301_3 Sect 2x2 MI [N.S.1.25.9] | HW |  | 61687.89 | 0 | 0 |  | 0
N.S.1.25.10 | RBS6301_1 Sect 2x2 MIMO_1.8(RRUS12*-B3_10MHz/15+15W)_1xDUL20(74DL/26UL/10CU)_DC | (2460-794) | set | HW - RBS6301_1 Sect 2x2 MI [N.S.1.25.10] | HW |  | 30849.46 | 0 | 0 |  | 0
N.S.1.25.11 | RBS6301_2 Sect 2x2 MIMO_1.8(RRUS12*-B3_10MHz/15+15W)_1xDUL20(74DL/26UL/10CU)_DC | (2460-794) | set | HW - RBS6301_2 Sect 2x2 MI [N.S.1.25.11] | HW |  | 43286.4 | 0 | 0 |  | 0
N.S.1.25.12 | RBS6301_3 Sect 2x2 MIMO_1.8(RRUS12*-B3_10MHz/15+15W)_1xDUL20(74DL/26UL/10CU)_DC | (2460-794) | set | HW - RBS6301_3 Sect 2x2 MI [N.S.1.25.12] | HW |  | 55723.34 | 0 | 0 |  | 0
N.S.1.26 | LTE eNodeB - RBS6601
N.S.1.26.1 | RBS6601_1 Sect SIMO_2.6(RRUS11-B7_20MHz/30W)_1xDUL20(76DL/51UL/10CU) | (2460-794) | set | HW - RBS6601_1 Sect SIMO_2 [N.S.1.26.1] | HW |  | 27861.11 | 0 | 0 |  | 0
N.S.1.26.2 | RBS6601_2 Sect SIMO_2.6(RRUS11-B7_20MHz/30W)_1xDUL20(76DL/51UL/10CU) | (2460-794) | set | HW - RBS6601_2 Sect SIMO_2 [N.S.1.26.2] | HW |  | 41234.16 | 0 | 0 |  | 0
N.S.1.26.3 | RBS6601_3 Sect SIMO_2.6(RRUS11-B7_20MHz/30W)_1xDUL20(76DL/51UL/10CU) | (2460-794) | set | HW - RBS6601_3 Sect SIMO_2 [N.S.1.26.3] | HW |  | 54607.2 | 0 | 0 |  | 0
N.S.1.26.4 | RBS6601_1 Sect SIMO_1.8(RRUS12*-B3_10MHz/15W)_1xDUL20(37DL/26UL/10CU) | (2460-794) | set | HW - RBS6601_1 Sect SIMO_1 [N.S.1.26.4] | HW |  | 24944.62 | 0 | 0 |  | 0
N.S.1.26.5 | RBS6601_2 Sect SIMO_1.8(RRUS12*-B3_10MHz/15W)_1xDUL20(37DL/26UL/10CU) | (2460-794) | set | HW - RBS6601_2 Sect SIMO_1 [N.S.1.26.5] | HW |  | 37381.56 | 0 | 0 |  | 0
N.S.1.26.6 | RBS6601_3 Sect SIMO_1.8(RRUS12*-B3_10MHz/15W)_1xDUL20(37DL/26UL/10CU) | (2460-794) | set | HW - RBS6601_3 Sect SIMO_1 [N.S.1.26.6] | HW |  | 49818.51 | 0 | 0 |  | 0
N.S.1.26.7 | RBS6601_1 Sect 2x2 MIMO_2.6(RRUS11-B7_20MHz/30+30W)_1xDUL20(151DL/51UL/10CU) | (2460-794) | set | HW - RBS6601_1 Sect 2x2 MI [N.S.1.26.7] | HW |  | 30181.88 | 0 | 0 |  | 0
N.S.1.26.8 | RBS6601_2 Sect 2x2 MIMO_2.6(RRUS11-B7_20MHz/30+30W)_1xDUL20(151DL/51UL/10CU) | (2460-794) | set | HW - RBS6601_2 Sect 2x2 MI [N.S.1.26.8] | HW |  | 43554.92 | 0 | 0 |  | 0
N.S.1.26.9 | RBS6601_3 Sect 2x2 MIMO_2.6(RRUS11-B7_20MHz/30+30W)_1xDUL20(151DL/51UL/10CU) | (2460-794) | set | HW - RBS6601_3 Sect 2x2 MI [N.S.1.26.9] | HW |  | 56927.97 | 0 | 0 |  | 0
N.S.1.26.10 | RBS6601_1 Sect 2x2 MIMO_1.8(RRUS12*-B3_10MHz/15+15W)_1xDUL20(74DL/26UL/10CU) | (2460-794) | set | HW - RBS6601_1 Sect 2x2 MI [N.S.1.26.10] | HW |  | 26089.54 | 0 | 0 |  | 0
N.S.1.26.11 | RBS6601_2 Sect 2x2 MIMO_1.8(RRUS12*-B3_10MHz/15+15W)_1xDUL20(74DL/26UL/10CU) | (2460-794) | set | HW - RBS6601_2 Sect 2x2 MI [N.S.1.26.11] | HW |  | 38526.48 | 0 | 0 |  | 0
N.S.1.26.12 | RBS6601_3 Sect 2x2 MIMO_1.8(RRUS12*-B3_10MHz/15+15W)_1xDUL20(74DL/26UL/10CU) | (2460-794) | set | HW - RBS6601_3 Sect 2x2 MI [N.S.1.26.12] | HW |  | 50963.42 | 0 | 0 |  | 0
N.S.1.27 | LTE - Additional Band using Main Remote
N.S.1.27.1 | Additional 1 Sect SIMO_2.6(RRUS11-B7_20MHz/30W) | (2460-794) | set | HW - Additional 1 Sect SIM [N.S.1.27.1] | HW |  | 13373.04 | 0 | 0 |  | 0
N.S.1.27.2 | Additional 2 Sect SIMO_2.6(RRUS11-B7_20MHz/30W)_1xDUL20(76DL/51UL) | (2460-794) | set | HW - Additional 2 Sect SIM [N.S.1.27.2] | HW |  | 38039.35 | 0 | 0 |  | 0
N.S.1.27.3 | Additional 3 Sect SIMO_2.6(RRUS11-B7_20MHz/30W)_1xDUL20(76DL/51UL) | (2460-794) | set | HW - Additional 3 Sect SIM [N.S.1.27.3] | HW |  | 51412.39 | 0 | 0 |  | 0
N.S.1.27.4 | Additional 1 Sect SIMO_2.6(RRUS11-B7_20MHz/30W)_1xDUL20(76DL/51UL/10CU) | (2460-794) | set | HW - Additional 1 Sect SIM [N.S.1.27.4] | HW |  | 25203.95 | 0 | 0 |  | 0
N.S.1.27.5 | Additional 2 Sect SIMO_2.6(RRUS11-B7_20MHz/30W)_1xDUL20(76DL/51UL/10CU) | (2460-794) | set | HW - Additional 2 Sect SIM [N.S.1.27.5] | HW |  | 38576.99 | 0 | 0 |  | 0
N.S.1.27.6 | Additional 3 Sect SIMO_2.6(RRUS11-B7_20MHz/30W)_1xDUL20(76DL/51UL/10CU) | (2460-794) | set | HW - Additional 3 Sect SIM [N.S.1.27.6] | HW |  | 51950.03 | 0 | 0 |  | 0
N.S.1.27.7 | Additional 1 Sect 2x2 MIMO_2.6(RRUS11-B7_20MHz/30+30W)_1xDUL20(151DL/51UL) | (2460-794) | set | HW - Additional 1 Sect 2x2 [N.S.1.27.7] | HW |  | 26987.08 | 0 | 0 |  | 0
N.S.1.27.8 | Additional 2 Sect 2x2 MIMO_2.6(RRUS11-B7_20MHz/30+30W)_1xDUL20(151DL/51UL) | (2460-794) | set | HW - Additional 2 Sect 2x2 [N.S.1.27.8] | HW |  | 40360.12 | 0 | 0 |  | 0
N.S.1.27.9 | Additional 3 Sect 2x2 MIMO_2.6(RRUS11-B7_20MHz/30+30W)_1xDUL20(151DL/51UL) | (2460-794) | set | HW - Additional 3 Sect 2x2 [N.S.1.27.9] | HW |  | 53733.16 | 0 | 0 |  | 0
N.S.1.27.10 | Additional 1 Sect 2x2 MIMO_2.6(RRUS11-B7_20MHz/30+30W)_1xDUL20(151DL/51UL/10CU) | (2460-794) | set | HW - Additional 1 Sect 2x2 [N.S.1.27.10] | HW |  | 27524.72 | 0 | 0 |  | 0
N.S.1.27.11 | Additional 2 Sect 2x2 MIMO_2.6(RRUS11-B7_20MHz/30+30W)_1xDUL20(151DL/51UL/10CU) | (2460-794) | set | HW - Additional 2 Sect 2x2 [N.S.1.27.11] | HW |  | 40897.76 | 0 | 0 |  | 0
N.S.1.27.12 | Additional 3 Sect 2x2 MIMO_2.6(RRUS11-B7_20MHz/30+30W)_1xDUL20(151DL/51UL/10CU) | (2460-794) | set | HW - Additional 3 Sect 2x2 [N.S.1.27.12] | HW |  | 54270.8 | 0 | 0 |  | 0
N.S.1.27.13 | Additional 1 Sect SIMO_1.8(RRUS12-B3*_10MHz/15W) | (2460-794) | set | HW - Additional 1 Sect SIM [N.S.1.27.13] | HW |  | 12436.94 | 0 | 0 |  | 0
N.S.1.27.14 | Additional 2 Sect SIMO_1.8(RRUS12-B3*_10MHz/15W)_1xDUL20(37DL/26UL) | (2460-794) | set | HW - Additional 2 Sect SIM [N.S.1.27.14] | HW |  | 24026.31 | 0 | 0 |  | 0
N.S.1.27.15 | Additional 3 Sect SIMO_1.8(RRUS12-B3*_10MHz/15W)_1xDUL20(37DL/26UL) | (2460-794) | set | HW - Additional 3 Sect SIM [N.S.1.27.15] | HW |  | 26302.8 | 0 | 0 |  | 0
N.S.1.27.16 | Additional 1 Sect SIMO_1.8(RRUS12-B3*_10MHz/15W)_1xDUL20(37DL/26UL/10CU) | (2460-794) | set | HW - Additional 1 Sect SIM [N.S.1.27.16] | HW |  | 22287.46 | 0 | 0 |  | 0
N.S.1.27.17 | Additional 2 Sect SIMO_1.8(RRUS12-B3*_10MHz/15W)_1xDUL20(37DL/26UL/10CU) | (2460-794) | set | HW - Additional 2 Sect SIM [N.S.1.27.17] | HW |  | 24563.95 | 0 | 0 |  | 0
N.S.1.27.18 | Additional 3 Sect SIMO_1.8(RRUS12-B3*_10MHz/15W)_1xDUL20(37DL/26UL/10CU) | (2460-794) | set | HW - Additional 3 Sect SIM [N.S.1.27.18] | HW |  | 26840.44 | 0 | 0 |  | 0
N.S.1.27.19 | Additional 1 Sect 2x2 MIMO_1.8(RRUS12-B3*_10MHz/15+15W)_1xDUL20(74DL/26UL) | (2460-794) | set | HW - Additional 1 Sect 2x2 [N.S.1.27.19] | HW |  | 22894.73 | 0 | 0 |  | 0
N.S.1.27.20 | Additional 2 Sect 2x2 MIMO_1.8(RRUS12-B3*_10MHz/15+15W)_1xDUL20(74DL/26UL) | (2460-794) | set | HW - Additional 2 Sect 2x2 [N.S.1.27.20] | HW |  | 25171.22 | 0 | 0 |  | 0
N.S.1.27.21 | Additional 3 Sect 2x2 MIMO_1.8(RRUS12-B3*_10MHz/15+15W)_1xDUL20(74DL/26UL) | (2460-794) | set | HW - Additional 3 Sect 2x2 [N.S.1.27.21] | HW |  | 27447.71 | 0 | 0 |  | 0
N.S.1.27.22 | Additional 1 Sect 2x2 MIMO_1.8(RRUS12-B3*_10MHz/15+15W)_1xDUL20(74DL/26UL/10CU) | (2460-794) | set | HW - Additional 1 Sect 2x2 [N.S.1.27.22] | HW |  | 23432.37 | 0 | 0 |  | 0
N.S.1.27.23 | Additional 2 Sect 2x2 MIMO_1.8(RRUS12-B3*_10MHz/15+15W)_1xDUL20(74DL/26UL/10CU) | (2460-794) | set | HW - Additional 2 Sect 2x2 [N.S.1.27.23] | HW |  | 25708.86 | 0 | 0 |  | 0
N.S.1.27.24 | Additional 3 Sect 2x2 MIMO_1.8(RRUS12-B3*_10MHz/15+15W)_1xDUL20(74DL/26UL/10CU) | (2460-794) | set | HW - Additional 3 Sect 2x2 [N.S.1.27.24] | HW |  | 27985.36 | 0 | 0 |  | 0
N.S.1.28 | HWAC
N.S.1.28.1 | Power HW Activation per RUS/RUW/RUL 20w -> 40W | (2491-872) | lot | HW - Power HW Activation p [N.S.1.28.1] | HW |  | 214.53 | 0 | 0 |  | 0
N.S.1.28.2 | Power HW Activation per RUS/RUW/RUL 40w -> 60W | (2491-872) | lot | HW - Power HW Activation p [N.S.1.28.2] | HW |  | 214.53 | 0 | 0 |  | 0
N.S.1.28.3 | Power HW Activation per RUS/RUW/RUL 60w -> 80W | (2491-872) | lot | HW - Power HW Activation p [N.S.1.28.3] | HW |  | 214.53 | 0 | 0 |  | 0
N.S.1.28.4 | GSM Cell Carrier (TRX equiv.) HW Activation, per TRX | (2491-872) | unit | HW - GSM Cell Carrier (TRX [N.S.1.28.4] | HW |  | 570.57 | 0 | 0 |  | 0
N.S.1.28.5 | WCDMA Cell Carrier HW Activation | (2491-872) | unit | HW - WCDMA Cell Carrier HW [N.S.1.28.5] | HW |  | 862.87 | 0 | 0 |  | 0
N.S.1.28.6 | DUW BB HW Activation Fee CE (DL), per 16CE | (2491-872) | lot | HW - DUW BB HW Activation [N.S.1.28.6] | HW |  | 215 | 0 | 0 |  | 0
N.S.1.28.7 | DUW BB HW Activation Fee CE (UL), per 16CE | (2491-872) | lot | HW - DUW BB HW Activation [N.S.1.28.7] | HW |  | 215 | 0 | 0 |  | 0
N.S.1.28.8 | DUW BB HW Activation Fee HS Codes, per 5 HS codes | (2491-872) | lot | HW - DUW BB HW Activation [N.S.1.28.8] | HW |  | 256.73 | 0 | 0 |  | 0
N.S.1.28.9 | HW Activation LTE Carrier 10Mhz bandwidth | (2491-872) | unit | HW - HW Activation LTE Car [N.S.1.28.9] | HW |  | 1308.56 | 0 | 0 |  | 0
N.S.1.28.10 | HW Activation LTE Carrier 20Mhz bandwidth | (2491-872) | unit | HW - HW Activation LTE Car [N.S.1.28.10] | HW |  | 2009.93 | 0 | 0 |  | 0
N.S.1.28.11 | LTE DL Throughput HW Activation (Mbps) | (2491-872) | unit | HW - LTE DL Throughput HW [N.S.1.28.11] | HW |  | 34 | 0 | 0 |  | 0
N.S.1.28.12 | LTE UL Throughput HW Activation (Mbps) | (2491-872) | unit | HW - LTE UL Throughput HW [N.S.1.28.12] | HW |  | 34 | 0 | 0 |  | 0
N.S.2 | SOFTWARE
N.S.2.1 | 2G
N.S.2.1.1 | GSM RBS SW per TRX | (2123-222) | unit | SW - GSM RBS SW per TRX [N.S.2.1.1] | SW |  | 2227.96 | 0 | 0 | 0 | 0
N.S.2.2 | 3G (nodeB)
N.S.2.2.1 | FAJ1211091 R1, HSDPA Max bit rate for quality of service profiling, per nodeB | (2492-137) | unit | SW - FAJ1211091 R1, HSDPA [N.S.2.2.1] | SW |  | 407.49 | 0 | 0 |  | 0
N.S.2.2.2 | FAJ1211111 R1, EUL QoS Scheduler, per nodeB | (2492-137) | unit | SW - FAJ1211111 R1, EUL Qo [N.S.2.2.2] | SW |  | 152.81 | 0 | 0 |  | 0
N.S.2.2.3 | FAJ1211132 R2, Iub over IP/Ethernet in RBS, per nodeB | (2492-137) | unit | SW - FAJ1211132 R2, Iub ov [N.S.2.2.3] | SW |  | 471.16 | 0 | 0 |  | 0
N.S.2.2.4 | FAJ1211155 R1, Network Synch Client for IP transport, per nodeB | (2492-137) | unit | SW - FAJ1211155 R1, Networ [N.S.2.2.4] | SW |  | 282.69 | 0 | 0 |  | 0
N.S.2.2.5 | FAJ1211317 R2, Enhanced Uplink 2ms TTI, per nodeB | (2492-137) | unit | SW - FAJ1211317 R2, Enhanc [N.S.2.2.5] | SW |  | 1528.08 | 0 | 0 |  | 0
N.S.2.2.6 | FAJ1211333 R1, Advanced Receivers, GRAKE in RBS, per nodeB | (2492-137) | unit | SW - FAJ1211333 R1, Advanc [N.S.2.2.6] | SW |  | 357.5 | 0 | 0 |  | 0
N.S.2.2.7 | FAJ1211334 R1, Improved Channel Element Ladder for E-DCH, per nodeB | (2492-137) | unit | SW - FAJ1211334 R1, Improv [N.S.2.2.7] | SW |  | 1337.07 | 0 | 0 |  | 0
N.S.2.2.8 | RANOS SW features, per nodeB | (2125-210) | unit | SW - RANOS SW features, pe [N.S.2.2.8] | SW |  | 1481.94 | 0 | 0 |  | 0
N.S.2.2.9 | THP Bundle, per nodeB | (2492-137) | unit | SW - THP Bundle, per nodeB [N.S.2.2.9] | SW |  | 1401 | 0 | 0 |  | 0
N.S.2.2.10 | FAJ1210452 R1, EUL up to 32 users, per nodeB | (2492-137) | unit | SW - FAJ1210452 R1, EUL up [N.S.2.2.10] | SW |  | 481.34 | 0 | 0 |  | 0
N.S.2.2.11 | FAJ1211112 R1 EUL Scheduler support for 6 cell carriers (2- & 3-sectors 3cc operation), per nodeB | (2492-137) | unit | SW - FAJ1211112 R1 EUL Sch [N.S.2.2.11] | SW |  | 1324.33 | 0 | 0 |  | 0
N.S.2.2.12 | FAJ1211518 R1, EUL for large RBS configurations (all 3cc operation), per nodeB | (2492-137) | unit | SW - FAJ1211518 R1, EUL fo [N.S.2.2.12] | SW |  | 1749.65 | 0 | 0 |  | 0
N.S.2.3 | 3G (CE Kits) - Existing
N.S.2.3.1 | (UL) FAJ 121 1163, Advanced MO Scripting, per 16CE | (2492-137) | lot | SW - (UL) FAJ 121 1163, Ad [N.S.2.3.1] | SW |  | 18.75 | 0 | 0 |  | 0
N.S.2.3.2 | (UL) FAJ121425 R3, Max Bit Rate Capability for QoS Profiling, per 16CE | (2492-137) | lot | SW - (UL) FAJ121425 R3, Ma [N.S.2.3.2] | SW |  | 33.45 | 0 | 0 |  | 0
N.S.2.3.3 | (UL) FAJ121845 R2, Dynamic PS I/B RAB Establishment, per 16CE | (2492-137) | lot | SW - (UL) FAJ121845 R2, Dy [N.S.2.3.3] | SW |  | 11.23 | 0 | 0 |  | 0
N.S.2.3.4 | (UL) FAJ121977 R1, Flexible initial rate selection, PS Interactive, per 16CE | (2492-137) | lot | SW - (UL) FAJ121977 R1, Fl [N.S.2.3.4] | SW |  | 11.23 | 0 | 0 |  | 0
N.S.2.3.5 | (UL) Multi-RAB Bundle, per 16CE | (2492-137) | lot | SW - (UL) Multi-RAB Bundle [N.S.2.3.5] | SW |  | 25.5 | 0 | 0 |  | 0
N.S.2.3.6 | (UL) Node B SW features, per 16CE | (2492-137) | lot | SW - (UL) Node B SW featur [N.S.2.3.6] | SW |  | 1113.17 | 0 | 0 |  | 0
N.S.2.4 | 3G (3HScc)
N.S.2.4.1 | (1st C) Node B SW features, per 3HScc | (2492-137) | lot | SW - (1st C) Node B SW fea [N.S.2.4.1] | SW |  | 9012.9 | 0 | 0 |  | 0
N.S.2.4.2 | (2nd C) Node B SW features, per 3HScc | (2492-137) | lot | SW - (2nd C) Node B SW fea [N.S.2.4.2] | SW |  | 9012.9 | 0 | 0 |  | 0
N.S.2.4.3 | (3rd C) Node B SW features, per 3HScc | (2492-137) | lot | SW - (3rd C) Node B SW fea [N.S.2.4.3] | SW |  | 9012.9 | 0 | 0 |  | 0
N.S.2.4.4 | (4th C) Node B SW features, per 3HScc | (2492-137) | lot | SW - (4th C) Node B SW fea [N.S.2.4.4] | SW |  | 9012.9 | 0 | 0 |  | 0
N.S.2.4.5 | (1st C) HSDPA up to 32 users per cell, per 3HScc | (2492-137) | lot | SW - (1st C) HSDPA up to 3 [N.S.2.4.5] | SW |  | 1069.65 | 0 | 0 |  | 0
N.S.2.4.6 | (2nd C) HSDPA up to 32 users per cell, per 3HScc | (2492-137) | lot | SW - (2nd C) HSDPA up to 3 [N.S.2.4.6] | SW |  | 1069.65 | 0 | 0 |  | 0
N.S.2.4.7 | (3rd C) HSDPA up to 32 users per cell, per 3HScc | (2492-137) | lot | SW - (3rd C) HSDPA up to 3 [N.S.2.4.7] | SW |  | 1069.65 | 0 | 0 |  | 0
N.S.2.4.8 | (4th C) HSDPA up to 32 users per cell, per 3HScc | (2492-137) | lot | SW - (4th C) HSDPA up to 3 [N.S.2.4.8] | SW |  | 1069.65 | 0 | 0 |  | 0
N.S.2.4.9 | (1st C) FAJ1211106 R1, IF/IRAT mobility on HSPA, per 3HScc | (2492-137) | lot | SW - (1st C) FAJ1211106 R1 [N.S.2.4.9] | SW |  | 303.07 | 0 | 0 |  | 0
N.S.2.4.10 | (2nd C) FAJ1211106 R1, IF/IRAT mobility on HSPA, per 3HScc | (2492-137) | lot | SW - (2nd C) FAJ1211106 R1 [N.S.2.4.10] | SW |  | 303.07 | 0 | 0 |  | 0
N.S.2.4.11 | (3rd C) FAJ1211106 R1, IF/IRAT mobility on HSPA, per 3HScc | (2492-137) | lot | SW - (3rd C) FAJ1211106 R1 [N.S.2.4.11] | SW |  | 303.07 | 0 | 0 |  | 0
N.S.2.4.12 | (4th C) FAJ1211106 R1, IF/IRAT mobility on HSPA, per 3HScc | (2492-137) | lot | SW - (4th C) FAJ1211106 R1 [N.S.2.4.12] | SW |  | 303.07 | 0 | 0 |  | 0
N.S.2.4.13 | (1st C) FAJ1211467, HSDPA Inter frequency Load Sharing, per 3HScc | (2492-137) | lot | SW - (1st C) FAJ1211467, H [N.S.2.4.13] | SW |  | 333.63 | 0 | 0 |  | 0
N.S.2.4.14 | (2nd C) FAJ1211467, HSDPA Inter frequency Load Sharing, per 3HScc | (2492-137) | lot | SW - (2nd C) FAJ1211467, H [N.S.2.4.14] | SW |  | 333.63 | 0 | 0 |  | 0
N.S.2.4.15 | (3rd C) FAJ1211467, HSDPA Inter frequency Load Sharing, per 3HScc | (2492-137) | lot | SW - (3rd C) FAJ1211467, H [N.S.2.4.15] | SW |  | 333.63 | 0 | 0 |  | 0
N.S.2.4.16 | (4th C) FAJ1211467, HSDPA Inter frequency Load Sharing, per 3HScc | (2492-137) | lot | SW - (4th C) FAJ1211467, H [N.S.2.4.16] | SW |  | 333.63 | 0 | 0 |  | 0
N.S.2.5 | 3G (3HScc) - 64 HS users
N.S.2.5.1 | (1st C) FAJ1211531 R1, HSDPA up to 64 users, per 3HScc | (2492-137) | lot | SW - (1st C) FAJ1211531 R1 [N.S.2.5.1] | SW |  | 802.24 | 0 | 0 |  | 0
N.S.2.5.2 | (2nd C) FAJ1211531 R1, HSDPA up to 64 users, per 3HScc | (2492-137) | lot | SW - (2nd C) FAJ1211531 R1 [N.S.2.5.2] | SW |  | 802.24 | 0 | 0 |  | 0
N.S.2.5.3 | (3rd C) FAJ1211531 R1, HSDPA up to 64 users, per 3HScc | (2492-137) | lot | SW - (3rd C) FAJ1211531 R1 [N.S.2.5.3] | SW |  | 802.24 | 0 | 0 |  | 0
N.S.2.5.4 | (4th C) FAJ1211531 R1, HSDPA up to 64 users, per 3HScc | (2492-137) | lot | SW - (4th C) FAJ1211531 R1 [N.S.2.5.4] | SW |  | 802.24 | 0 | 0 |  | 0
N.S.2.6 | 3G (3HScc) - 21Mbps & 42Mbps
N.S.2.6.1 | (1st C) 21 Mbps SW features, per 3HScc | (2492-137) | lot | SW - (1st C) 21 Mbps SW fe [N.S.2.6.1] | SW |  | 2292.12 | 0 | 0 |  | 0
N.S.2.6.2 | (2nd C) 21 Mbps SW features, per 3HScc | (2492-137) | lot | SW - (2nd C) 21 Mbps SW fe [N.S.2.6.2] | SW |  | 2292.12 | 0 | 0 |  | 0
N.S.2.6.3 | (3rd C) 21 Mbps SW features, per 3HScc | (2492-137) | lot | SW - (3rd C) 21 Mbps SW fe [N.S.2.6.3] | SW |  | 2292.12 | 0 | 0 |  | 0
N.S.2.6.4 | (4th C) 21 Mbps SW features, per 3HScc | (2492-137) | lot | SW - (4th C) 21 Mbps SW fe [N.S.2.6.4] | SW |  | 2292.12 | 0 | 0 |  | 0
N.S.2.6.5 | (1st C) FAJ1211441 R1 Multi Carrier, per 3HScc | (2492-137) | lot | SW - (1st C) FAJ1211441 R1 [N.S.2.6.5] | SW |  | 1782.76 | 0 | 0 |  | 0
N.S.2.6.6 | (1st C) FAJ1211445 R1 Multi Carrier Inactivity Control, per 3HScc | (2492-137) | lot | SW - (1st C) FAJ1211445 R1 [N.S.2.6.6] | SW |  | 276.33 | 0 | 0 |  | 0
N.S.2.6.7 | (2nd C) FAJ1211441 R1 Multi Carrier, per 3HScc | (2492-137) | lot | SW - (2nd C) FAJ1211441 R1 [N.S.2.6.7] | SW |  | 1782.76 | 0 | 0 |  | 0
N.S.2.6.8 | (2nd C) FAJ1211445 R1 Multi Carrier Inactivity Control, per 3HScc | (2492-137) | lot | SW - (2nd C) FAJ1211445 R1 [N.S.2.6.8] | SW |  | 276.33 | 0 | 0 |  | 0
N.S.2.6.9 | (3rd C) FAJ1211441 R1 Multi Carrier, per 3HScc | (2492-137) | lot | SW - (3rd C) FAJ1211441 R1 [N.S.2.6.9] | SW |  | 1782.76 | 0 | 0 |  | 0
N.S.2.6.10 | (3rd C) FAJ1211445 R1 Multi Carrier Inactivity Control, per 3HScc | (2492-137) | lot | SW - (3rd C) FAJ1211445 R1 [N.S.2.6.10] | SW |  | 276.33 | 0 | 0 |  | 0
N.S.2.6.11 | (4th C) FAJ1211441 R1 Multi Carrier, per 3HScc | (2492-137) | lot | SW - (4th C) FAJ1211441 R1 [N.S.2.6.11] | SW |  | 1782.76 | 0 | 0 |  | 0
N.S.2.6.12 | (4th C) FAJ1211445 R1 Multi Carrier Inactivity Control, per 3HScc | (2492-137) | lot | SW - (4th C) FAJ1211445 R1 [N.S.2.6.12] | SW |  | 276.33 | 0 | 0 |  | 0
N.S.2.7 | LTE - Basic SW
N.S.2.7.1 | SW - FY12/13 LTE RAN BASIC SW & Features, per CU - Multiple Radio Bearers per user - Dual Antenna DL performance package - 64 QAM in DL - 16 QAM in UL - Intra LTE Handover - WCDMA session continuity, coverage triggered - Clock source over NTP - Automated Neighbour Relations (ANR) - LTE L11 FDD Basic SW - FAJ xxx Min Rate Proportional Scheduler - Data Forwarding at Intra LTE Handover - GERAN session continuity, coverage triggered - QoS Aware Scheduler - Interference Rejection Combining - Efficient DRX/DTX of active UEs - CS Fallbakc for GSM and WCDMA - Emergancy Call Handling for CS Fallback - Inter-Frequency Handover - Inter-frequency Session Continuity, Coverage-Triggered - FAJ xxx PCI conflict detection - FAJ xxx Relative Priority Scheduler - FAJ xxx ANR support GSM Neighbours - FAJ xxx ANR support WCDMA Neighbours - FAJ xxx Service (QCI) dependent triggers Year 2 - Inter-frequency load balancing FAJ1210760 Streaming of Events | (2487-752) | unit | SW - SW - FY12/13 LTE RAN [N.S.2.7.1] | SW |  | 324.91 | 0 | 0 |  | 0
N.S.2.7.2 | INF 901 5753/26 VSWR Antenna Supervision, per eNodeB | (2487-752) | unit | SW - INF 901 5753/26 VSWR [N.S.2.7.2] | SW |  | 234 | 0 | 0 |  | 0
N.S.2.8 | OSS
N.S.2.8.1 | 2G Conf Mng_TRX | (2125-210) | unit | SW - 2G Conf Mng_TRX [N.S.2.8.1] | SW |  | 46.8 | 0 | 0 |  | 0
N.S.2.8.2 | 2G Perf Mng_TRX | (2125-210) | unit | SW - 2G Perf Mng_TRX [N.S.2.8.2] | SW |  | 78 | 0 | 0 |  | 0
N.S.2.8.3 | 2G Starter Pack_TRX | (2125-210) | unit | SW - 2G Starter Pack_TRX [N.S.2.8.3] | SW |  | 187.2 | 0 | 0 |  | 0
N.S.2.8.4 | 2G OSS Upgrade_TRX | (2125-210) | unit | SW - 2G OSS Upgrade_TRX [N.S.2.8.4] | SW |  | 31.2 | 0 | 0 |  | 0
N.S.2.8.5 | 3G Conf Mng_NodeB | (2125-210) | unit | SW - 3G Conf Mng_NodeB [N.S.2.8.5] | SW |  | 222.29 | 0 | 0 |  | 0
N.S.2.8.6 | 3G Perf Mng_NodeB | (2125-210) | unit | SW - 3G Perf Mng_NodeB [N.S.2.8.6] | SW |  | 370.48 | 0 | 0 |  | 0
N.S.2.8.7 | 3G Starter Pack_NodeB | (2125-210) | unit | SW - 3G Starter Pack_NodeB [N.S.2.8.7] | SW |  | 889.14 | 0 | 0 |  | 0
N.S.2.8.8 | 3G OSS Upgrade_NodeB | (2125-210) | unit | SW - 3G OSS Upgrade_NodeB [N.S.2.8.8] | SW |  | 148.19 | 0 | 0 |  | 0
N.S.2.8.9 | LTE Conf Mng_eNodeB | (2125-210) | unit | SW - LTE Conf Mng_eNodeB [N.S.2.8.9] | SW |  | 414 | 0 | 0 |  | 0
N.S.2.8.10 | LTE Perf Mng_eNodeB | (2125-210) | unit | SW - LTE Perf Mng_eNodeB [N.S.2.8.10] | SW |  | 690 | 0 | 0 |  | 0
N.S.2.8.11 | LTE Starter Pack_eNodeB | (2125-210) | unit | SW - LTE Starter Pack_eNod [N.S.2.8.11] | SW |  | 1656 | 0 | 0 |  | 0
N.S.2.8.12 | LTE OSS Upgrade_eNodeB | (2125-210) | unit | SW - LTE OSS Upgrade_eNode [N.S.2.8.12] | SW |  | 276 | 0 | 0 |  | 0
N.S.3 | 2 YEARS ENHANCED SUPPORT
N.S.3.1 | 2G
N.S.3.1.1 | Support - GSM RBS SW per TRX | (2272-912) | unit | SVC - Support - GSM RBS SW [N.S.3.1.1] | SVC |  | 91.44 | 0 | 0 | 0 | 0
N.S.3.2 | 3G (nodeB)
N.S.3.2.1 | Support - FAJ1211091 R1, HSDPA Max bit rate for quality of service profiling, per nodeB | (2272-912) | unit | SVC - Support - FAJ1211091 [N.S.3.2.1] | SVC |  | 6.69 | 0 | 0 |  | 0
N.S.3.2.2 | Support - FAJ1211111 R1, EUL QoS Scheduler, per nodeB | (2272-912) | unit | SVC - Support - FAJ1211111 [N.S.3.2.2] | SVC |  | 2.51 | 0 | 0 |  | 0
N.S.3.2.3 | Support - FAJ1211132 R2, Iub over IP/Ethernet in RBS, per nodeB | (2272-912) | unit | SVC - Support - FAJ1211132 [N.S.3.2.3] | SVC |  | 7.73 | 0 | 0 |  | 0
N.S.3.2.4 | Support - FAJ1211155 R1, Network Synch Client for IP transport, per nodeB | (2272-912) | unit | SVC - Support - FAJ1211155 [N.S.3.2.4] | SVC |  | 4.64 | 0 | 0 |  | 0
N.S.3.2.5 | Support - FAJ1211317 R2, Enhanced Uplink 2ms TTI, per nodeB | (2272-912) | unit | SVC - Support - FAJ1211317 [N.S.3.2.5] | SVC |  | 25.09 | 0 | 0 |  | 0
N.S.3.2.6 | Support - FAJ1211333 R1, Advanced Receivers, GRAKE in RBS, per nodeB | (2272-912) | unit | SVC - Support - FAJ1211333 [N.S.3.2.6] | SVC |  | 5.87 | 0 | 0 |  | 0
N.S.3.2.7 | Support - FAJ1211334 R1, Improved Channel Element Ladder for E-DCH, per nodeB | (2272-912) | unit | SVC - Support - FAJ1211334 [N.S.3.2.7] | SVC |  | 21.95 | 0 | 0 |  | 0
N.S.3.2.8 | Support - RANOS SW features, per nodeB | (2272-912) | unit | SVC - Support - RANOS SW fe [N.S.3.2.8] | SVC |  | 24.33 | 0 | 0 |  | 0
N.S.3.2.9 | Support - THP Bundle, per nodeB | (2272-912) | unit | SVC - Support - THP Bundle, [N.S.3.2.9] | SVC |  | 23 | 0 | 0 |  | 0
N.S.3.2.10 | Support - FAJ1210452 R1, EUL up to 32 users, per nodeB | (2272-912) | unit | SVC - Support - FAJ1210452 [N.S.3.2.10] | SVC |  | 7.9 | 0 | 0 |  | 0
N.S.3.2.11 | Support - FAJ1211112 R1 EUL Scheduler support for 6 cell carriers (2- & 3-sectors 3cc operation), per nodeB | (2272-912) | unit | SVC - Support - FAJ1211112 [N.S.3.2.11] | SVC |  | 13.04 | 0 | 0 |  | 0
N.S.3.2.12 | Support - FAJ1211518 R1, EUL for large RBS configurations (all 3cc operation), per nodeB | (2272-912) | unit | SVC - Support - FAJ1211518 [N.S.3.2.12] | SVC |  | 14.36 | 0 | 0 |  | 0
N.S.3.3 | 3G (CE Kits) - Existing
N.S.3.3.1 | Support - (UL) FAJ 121 1163, Advanced MO Scripting, per 16CE | (2272-912) | lot | SVC - Support - (UL) FAJ 12 [N.S.3.3.1] | SVC |  | 0.31 | 0 | 0 |  | 0
N.S.3.3.2 | Support - (UL) FAJ121425 R3, Max Bit Rate Capability for QoS Profiling, per 16CE | (2272-912) | lot | SVC - Support - (UL) FAJ121 [N.S.3.3.2] | SVC |  | 0.55 | 0 | 0 |  | 0
N.S.3.3.3 | Support - (UL) FAJ121845 R2, Dynamic PS I/B RAB Establishment, per 16CE | (2272-912) | lot | SVC - Support - (UL) FAJ121 [N.S.3.3.3] | SVC |  | 0.18 | 0 | 0 |  | 0
N.S.3.3.4 | Support - (UL) FAJ121977 R1, Flexible initial rate selection, PS Interactive, per 16CE | (2272-912) | lot | SVC - Support - (UL) FAJ121 [N.S.3.3.4] | SVC |  | 0.18 | 0 | 0 |  | 0
N.S.3.3.5 | Support - (UL) Multi-RAB Bundle, per 16CE | (2272-912) | lot | SVC - Support - (UL) Multi- [N.S.3.3.5] | SVC |  | 0.42 | 0 | 0 |  | 0
N.S.3.3.6 | Support - (UL) Node B SW features, per 16CE | (2272-912) | lot | SVC - Support - (UL) Node B [N.S.3.3.6] | SVC |  | 18.27 | 0 | 0 |  | 0
N.S.3.4 | 3G (3HScc)
N.S.3.4.1 | Support - (1st C) Node B SW features, per 3HScc | (2272-912) | lot | SVC - Support - (1st C) Nod [N.S.3.4.1] | SVC |  | 147.96 | 0 | 0 |  | 0
N.S.3.4.2 | Support - (2nd C) Node B SW features, per 3HScc | (2272-912) | lot | SVC - Support - (2nd C) Nod [N.S.3.4.2] | SVC |  | 88.77 | 0 | 0 |  | 0
N.S.3.4.3 | Support - (3rd C) Node B SW features, per 3HScc | (2272-912) | lot | SVC - Support - (3rd C) Nod [N.S.3.4.3] | SVC |  | 73.98 | 0 | 0 |  | 0
N.S.3.4.4 | Support - (4th C) Node B SW features, per 3HScc | (2272-912) | lot | SVC - Support - (4th C) Nod [N.S.3.4.4] | SVC |  | 73.98 | 0 | 0 |  | 0
N.S.3.4.5 | Support - (1st C) HSDPA up to 32 users per cell, per 3HScc | (2272-912) | lot | SVC - Support - (1st C) HSD [N.S.3.4.5] | SVC |  | 17.56 | 0 | 0 |  | 0
N.S.3.4.6 | Support - (2nd C) HSDPA up to 32 users per cell, per 3HScc | (2272-912) | lot | SVC - Support - (2nd C) HSD [N.S.3.4.6] | SVC |  | 10.54 | 0 | 0 |  | 0
N.S.3.4.7 | Support - (3rd C) HSDPA up to 32 users per cell, per 3HScc | (2272-912) | lot | SVC - Support - (3rd C) HSD [N.S.3.4.7] | SVC |  | 8.78 | 0 | 0 |  | 0
N.S.3.4.8 | Support - (4th C) HSDPA up to 32 users per cell, per 3HScc | (2272-912) | lot | SVC - Support - (4th C) HSD [N.S.3.4.8] | SVC |  | 8.78 | 0 | 0 |  | 0
N.S.3.4.9 | Support - (1st C) FAJ1211106 R1, IF/IRAT mobility on HSPA, per 3HScc | (2272-912) | lot | SVC - Support - (1st C) FAJ [N.S.3.4.9] | SVC |  | 4.98 | 0 | 0 |  | 0
N.S.3.4.10 | Support - (2nd C) FAJ1211106 R1, IF/IRAT mobility on HSPA, per 3HScc | (2272-912) | lot | SVC - Support - (2nd C) FAJ [N.S.3.4.10] | SVC |  | 2.99 | 0 | 0 |  | 0
N.S.3.4.11 | Support - (3rd C) FAJ1211106 R1, IF/IRAT mobility on HSPA, per 3HScc | (2272-912) | lot | SVC - Support - (3rd C) FAJ [N.S.3.4.11] | SVC |  | 2.49 | 0 | 0 |  | 0
N.S.3.4.12 | Support - (4th C) FAJ1211106 R1, IF/IRAT mobility on HSPA, per 3HScc | (2272-912) | lot | SVC - Support - (4th C) FAJ [N.S.3.4.12] | SVC |  | 2.49 | 0 | 0 |  | 0
N.S.3.4.13 | Support - (1st C) FAJ1211467, HSDPA Inter frequency Load Sharing, per 3HScc | (2272-912) | lot | SVC - Support - (1st C) FAJ [N.S.3.4.13] | SVC |  | 5.48 | 0 | 0 |  | 0
N.S.3.4.14 | Support - (2nd C) FAJ1211467, HSDPA Inter frequency Load Sharing, per 3HScc | (2272-912) | lot | SVC - Support - (2nd C) FAJ [N.S.3.4.14] | SVC |  | 3.29 | 0 | 0 |  | 0
N.S.3.4.15 | Support - (3rd C) FAJ1211467, HSDPA Inter frequency Load Sharing, per 3HScc | (2272-912) | lot | SVC - Support - (3rd C) FAJ [N.S.3.4.15] | SVC |  | 2.74 | 0 | 0 |  | 0
N.S.3.4.16 | Support - (4th C) FAJ1211467, HSDPA Inter frequency Load Sharing, per 3HScc | (2272-912) | lot | SVC - Support - (4th C) FAJ [N.S.3.4.16] | SVC |  | 2.74 | 0 | 0 |  | 0
N.S.3.5 | 3G (3HScc) - 64 HS users
N.S.3.5.1 | Support - (1st C) FAJ1211531 R1, HSDPA up to 64 users, per 3HScc | (2272-912) | lot | SVC - Support - (1st C) FAJ [N.S.3.5.1] | SVC |  | 13.17 | 0 | 0 |  | 0
N.S.3.5.2 | Support - (2nd C) FAJ1211531 R1, HSDPA up to 64 users, per 3HScc | (2272-912) | lot | SVC - Support - (2nd C) FAJ [N.S.3.5.2] | SVC |  | 7.9 | 0 | 0 |  | 0
N.S.3.5.3 | Support - (3rd C) FAJ1211531 R1, HSDPA up to 64 users, per 3HScc | (2272-912) | lot | SVC - Support - (3rd C) FAJ [N.S.3.5.3] | SVC |  | 6.58 | 0 | 0 |  | 0
N.S.3.5.4 | Support - (4th C) FAJ1211531 R1, HSDPA up to 64 users, per 3HScc | (2272-912) | lot | SVC - Support - (4th C) FAJ [N.S.3.5.4] | SVC |  | 6.58 | 0 | 0 |  | 0
N.S.3.6 | 3G (3HScc) - 21Mbps & 42Mbps
N.S.3.6.1 | Support - (1st C) 21 Mbps SW features, per 3HScc | (2272-912) | lot | SVC - Support - (1st C) 21 [N.S.3.6.1] | SVC |  | 37.63 | 0 | 0 |  | 0
N.S.3.6.2 | Support - (2nd C) 21 Mbps SW features, per 3HScc | (2272-912) | lot | SVC - Support - (2nd C) 21 [N.S.3.6.2] | SVC |  | 22.58 | 0 | 0 |  | 0
N.S.3.6.3 | Support - (3rd C) 21 Mbps SW features, per 3HScc | (2272-912) | lot | SVC - Support - (3rd C) 21 [N.S.3.6.3] | SVC |  | 18.81 | 0 | 0 |  | 0
N.S.3.6.4 | Support - (4th C) 21 Mbps SW features, per 3HScc | (2272-912) | lot | SVC - Support - (4th C) 21 [N.S.3.6.4] | SVC |  | 18.81 | 0 | 0 |  | 0
N.S.3.6.5 | Support - (1st C) FAJ1211441 R1 Multi Carrier, per 3HScc | (2272-912) | lot | SVC - Support - (1st C) FAJ [N.S.3.6.5] | SVC |  | 29.27 | 0 | 0 |  | 0
N.S.3.6.6 | Support - (1st C) FAJ1211445 R1 Multi Carrier Inactivity Control, per 3HScc | (2272-912) | lot | SVC - Support - (1st C) FAJ [N.S.3.6.6] | SVC |  | 4.54 | 0 | 0 |  | 0
N.S.3.6.7 | Support - (2nd C) FAJ1211441 R1 Multi Carrier, per 3HScc | (2272-912) | lot | SVC - Support - (2nd C) FAJ [N.S.3.6.7] | SVC |  | 17.56 | 0 | 0 |  | 0
N.S.3.6.8 | Support - (2nd C) FAJ1211445 R1 Multi Carrier Inactivity Control, per 3HScc | (2272-912) | lot | SVC - Support - (2nd C) FAJ [N.S.3.6.8] | SVC |  | 2.72 | 0 | 0 |  | 0
N.S.3.6.9 | Support - (3rd C) FAJ1211441 R1 Multi Carrier, per 3HScc | (2272-912) | lot | SVC - Support - (3rd C) FAJ [N.S.3.6.9] | SVC |  | 14.63 | 0 | 0 |  | 0
N.S.3.6.10 | Support - (3rd C) FAJ1211445 R1 Multi Carrier Inactivity Control, per 3HScc | (2272-912) | lot | SVC - Support - (3rd C) FAJ [N.S.3.6.10] | SVC |  | 2.27 | 0 | 0 |  | 0
N.S.3.6.11 | Support - (4th C) FAJ1211441 R1 Multi Carrier, per 3HScc | (2272-912) | lot | SVC - Support - (4th C) FAJ [N.S.3.6.11] | SVC |  | 14.63 | 0 | 0 |  | 0
N.S.3.6.12 | Support - (4th C) FAJ1211445 R1 Multi Carrier Inactivity Control, per 3HScc | (2272-912) | lot | SVC - Support - (4th C) FAJ [N.S.3.6.12] | SVC |  | 2.27 | 0 | 0 |  | 0
N.S.3.7 | LTE - Basic SW
N.S.3.7.1 | Support - FY12/13 LTE RAN BASIC SW & Features, per CU, per 3HScc - Multiple Radio Bearers per user - Dual Antenna DL performance package - 64 QAM in DL - 16 QAM in UL - Intra LTE Handover - WCDMA session continuity, coverage triggered - Clock source over NTP - Automated Neighbour Relations (ANR) - LTE L11 FDD Basic SW - FAJ xxx Min Rate Proportional Scheduler - Data Forwarding at Intra LTE Handover - GERAN session continuity, coverage triggered - QoS Aware Scheduler - Interference Rejection Combining - Efficient DRX/DTX of active UEs - CS Fallbakc for GSM and WCDMA - Emergancy Call Handling for CS Fallback - Inter-Frequency Handover - Inter-frequency Session Continuity, Coverage-Triggered - FAJ xxx PCI conflict detection - FAJ xxx Relative Priority Scheduler - FAJ xxx ANR support GSM Neighbours - FAJ xxx ANR support WCDMA Neighbours - FAJ xxx Service (QCI) dependent triggers Year 2 - Inter-frequency load balancing FAJ1210760 Streaming of Events | (2272-912) | unit | SVC - Support - FY12/13 LTE [N.S.3.7.1] | SVC |  | 13.34 | 0 | 0 |  | 0
N.S.3.7.2 | Support - INF 901 5753/26 VSWR Antenna Supervision, per eNodeB | (2272-912) | unit | SVC - Support - INF 901 575 [N.S.3.7.2] | SVC |  | 9.6 | 0 | 0 |  | 0
N.S.3.8 | OSS
N.S.3.8.1 | Support - 2G Conf Mng_TRX | (2272-912) | unit | SVC - Support - 2G Conf Mng [N.S.3.8.1] | SVC |  | 1.92 | 0 | 0 |  | 0
N.S.3.8.2 | Support - 2G Perf Mng_TRX | (2272-912) | unit | SVC - Support - 2G Perf Mng [N.S.3.8.2] | SVC |  | 3.2 | 0 | 0 |  | 0
N.S.3.8.3 | Support - 2G Starter Pack_TRX | (2272-912) | unit | SVC - Support - 2G Starter [N.S.3.8.3] | SVC |  | 7.68 | 0 | 0 |  | 0
N.S.3.8.4 | Support - 2G OSS Upgrade_TRX | (2272-912) | unit | SVC - Support - 2G OSS Upgr [N.S.3.8.4] | SVC |  | 1.28 | 0 | 0 |  | 0
N.S.3.8.5 | Support - 3G Conf Mng_NodeB | (2272-912) | unit | SVC - Support - 3G Conf Mng [N.S.3.8.5] | SVC |  | 9.12 | 0 | 0 |  | 0
N.S.3.8.6 | Support - 3G Perf Mng_NodeB | (2272-912) | unit | SVC - Support - 3G Perf Mng [N.S.3.8.6] | SVC |  | 15.2 | 0 | 0 |  | 0
N.S.3.8.7 | Support - 3G Starter Pack_NodeB | (2272-912) | unit | SVC - Support - 3G Starter [N.S.3.8.7] | SVC |  | 36.49 | 0 | 0 |  | 0
N.S.3.8.8 | Support - 3G OSS Upgrade_NodeB | (2272-912) | unit | SVC - Support - 3G OSS Upgr [N.S.3.8.8] | SVC |  | 6.08 | 0 | 0 |  | 0
N.S.3.8.9 | Support - LTE Conf Mng_eNodeB | (2272-912) | unit | SVC - Support - LTE Conf Mn [N.S.3.8.9] | SVC |  | 16.99 | 0 | 0 |  | 0
N.S.3.8.10 | Support - LTE Perf Mng_eNodeB | (2272-912) | unit | SVC - Support - LTE Perf Mn [N.S.3.8.10] | SVC |  | 28.32 | 0 | 0 |  | 0
N.S.3.8.11 | Support - LTE Starter Pack_eNodeB | (2272-912) | unit | SVC - Support - LTE Starter [N.S.3.8.11] | SVC |  | 67.96 | 0 | 0 |  | 0
N.S.3.8.12 | Support - LTE OSS Upgrade_eNodeB | (2272-912) | unit | SVC - Support - LTE OSS Upg [N.S.3.8.12] | SVC |  | 11.33 | 0 | 0 |  | 0
N.S.4 | SERVICES
N.S.4.1 | Profession Services
L.4.1.1 | Profession services | (2961-737) | lot | SVC - Profession services [L.4.1.1] | SVC |  | 2812.24 | 0 | 0 |  | 0
L.4.1.2 | Site Coordination | (2961-737) | lot | SVC - Site Coordination [L.4.1.2] | SVC |  | 248.14 | 0 | 0 |  | 0
L.4.1.3 | Workplace Health and Safety Audit | (2961-737) | lot | SVC - Workplace Health and [L.4.1.3] | SVC |  | 12043.01 | 0 | 0 |  | 0
L.4.1.4 | SIC Requested by BO | (2961-737) | lot | SVC - SIC Requested by BO [L.4.1.4] | SVC |  | 501.79 | 0 | 0 |  | 0
L.4.1.5 | IP Design | (2961-737) | lot | SVC - IP Design [L.4.1.5] | SVC |  | 95.79 | 0 | 0 |  | 0
L.4.1.6 | RNC Support for Integration (all 3G) | (2961-737) | lot | SVC - RNC Support for Integ [L.4.1.6] | SVC |  | 692.22 | 0 | 0 |  | 0
L.4.1.7 | BSC Support for Integration (all 2G) | (2961-737) | lot | SVC - BSC Support for Integ [L.4.1.7] | SVC |  | 692.22 | 0 | 0 |  | 0
L.4.1.8 | RNC Support for Integration (LTE cosite with 3G) | (2961-737) | lot | SVC - RNC Support for Integ [L.4.1.8] | SVC |  | 692.22 | 0 | 0 |  | 0
L.4.1.9 | Site Acquisition | (2961-737) | lot | SVC - Site Acquisition [L.4.1.9] | SVC |  | 537.63 | 0 | 0 |  | 0
L.4.1.10 | Site Survey | (2961-737) | lot | SVC - Site Survey [L.4.1.10] | SVC |  | 1146.95 | 0 | 0 |  | 0
N.S.4.2 | RBS Installation
N.S.4.2.1 | RUS Changeout | (2961-737) | lot | SVC - RUS Changeout [N.S.4.2.1] | SVC |  | 885.94 | 0 | 0 |  | 0
N.S.4.2.2 | RRUS Changeout | (2961-737) | lot | SVC - RRUS Changeout [N.S.4.2.2] | SVC |  | 1007.8 | 0 | 0 |  | 0
N.S.4.2.3 | LTE RBS6601 Expansion into Existing Cabinet 1st sector) | (2961-737) | lot | SVC - LTE RBS6601 Expansion [N.S.4.2.3] | SVC |  | 2521.4 | 0 | 0 |  | 0
N.S.4.2.4 | LTE RBS6301 Installation (1st sector) | (2961-737) | lot | SVC - LTE RBS6301 Installat [N.S.4.2.4] | SVC |  | 2521.4 | 0 | 0 |  | 0
N.S.4.2.5 | DUL/RRUS Expansion with 1st sector | (2961-737) | lot | SVC - DUL/RRUS Expansion wi [N.S.4.2.5] | SVC |  | 2394.9 | 0 | 0 |  | 0
N.S.4.2.6 | 2nd sector RRUS Installation | (2961-737) | lot | SVC - 2nd sector RRUS Insta [N.S.4.2.6] | SVC |  | 215.05 | 0 | 0 |  | 0
N.S.4.2.7 | 2nd and 3rd sectors RRUS Installation | (2961-737) | lot | SVC - 2nd and 3rd sectors R [N.S.4.2.7] | SVC |  | 401.43 | 0 | 0 |  | 0
N.S.4.2.8 | Plug-in into non-RBS6102 | (2961-737) | lot | SVC - Plug-in into non-RBS6 [N.S.4.2.8] | SVC |  | 1663.71 | 0 | 0 |  | 0
N.S.4.2.9 | Plug-in into RBS6102 with ECU | (2961-737) | lot | SVC - Plug-in into RBS6102 [N.S.4.2.9] | SVC |  | 1735.4 | 0 | 0 |  | 0
N.S.4.2.10 | RBS 6101 U/G (no cabinet) | (2961-737) | lot | SVC - RBS 6101 U/G (no cabi [N.S.4.2.10] | SVC |  | 1111.74 | 0 | 0 |  | 0
N.S.4.2.11 | RBS 6102 U/G (no cabinet) | (2961-737) | lot | SVC - RBS 6102 U/G (no cabi [N.S.4.2.11] | SVC |  | 1369.81 | 0 | 0 |  | 0
N.S.4.2.12 | RBS 6201 U/G (no cabinet) | (2961-737) | lot | SVC - RBS 6201 U/G (no cabi [N.S.4.2.12] | SVC |  | 1527.51 | 0 | 0 |  | 0
N.S.4.2.13 | RBS 6601/SSC-02 U/G (no cabinet) | (2961-737) | lot | SVC - RBS 6601/SSC-02 U/G ( [N.S.4.2.13] | SVC |  | 1255.11 | 0 | 0 |  | 0
N.S.4.2.14 | RBS 3000 U/G (no cabinet) | (2961-737) | lot | SVC - RBS 3000 U/G (no cabi [N.S.4.2.14] | SVC |  | 968.37 | 0 | 0 |  | 0
N.S.4.2.15 | RBS 6101 Changeout | (2961-737) | lot | SVC - RBS 6101 Changeout [N.S.4.2.15] | SVC |  | 3966.9 | 0 | 0 |  | 0
N.S.4.2.16 | RBS 6102 Changeout | (2961-737) | lot | SVC - RBS 6102 Changeout [N.S.4.2.16] | SVC |  | 2406.7 | 0 | 0 |  | 0
N.S.4.2.17 | RBS 6201 Changeout | (2961-737) | lot | SVC - RBS 6201 Changeout [N.S.4.2.17] | SVC |  | 4325.32 | 0 | 0 |  | 0
N.S.4.2.18 | RBS 6601 Changeout | (2961-737) | lot | SVC - RBS 6601 Changeout [N.S.4.2.18] | SVC |  | 3966.9 | 0 | 0 |  | 0
N.S.4.2.19 | RBS6101 Cabinet Installation (Hoisting) [no integration] | (2961-737) | lot | SVC - RBS6101 Cabinet Insta [N.S.4.2.19] | SVC |  | 1413.87 | 0 | 0 |  | 0
N.S.4.2.20 | RBS6101 Cabinet Installation (Handcarry) [no integration] | (2961-737) | lot | SVC - RBS6101 Cabinet Insta [N.S.4.2.20] | SVC |  | 3217.79 | 0 | 0 |  | 0
N.S.4.2.21 | RBS6102 Cabinet Installation (Hoisting) [no integration] | (2961-737) | lot | SVC - RBS6102 Cabinet Insta [N.S.4.2.21] | SVC |  | 1413.87 | 0 | 0 |  | 0
N.S.4.2.22 | RBS6102 Cabinet Installation (Handcarry) [no integration] | (2961-737) | lot | SVC - RBS6102 Cabinet Insta [N.S.4.2.22] | SVC |  | 3217.79 | 0 | 0 |  | 0
N.S.4.2.23 | RBS6201 Cabinet Installation [no integration] | (2961-737) | lot | SVC - RBS6201 Cabinet Insta [N.S.4.2.23] | SVC |  | 3217.79 | 0 | 0 |  | 0
N.S.4.2.24 | RBS6601 + SSC02 Cabinet Installation [no integration] | (2961-737) | lot | SVC - RBS6601 + SSC02 Cabin [N.S.4.2.24] | SVC |  | 3217.79 | 0 | 0 |  | 0
N.S.4.2.25 | RBS6301 Cabinet Installation (Hand Carry) [no integration] | (2961-737) | lot | SVC - RBS6301 Cabinet Insta [N.S.4.2.25] | SVC |  | 1843.98 | 0 | 0 |  | 0
N.S.4.2.26 | 2G/3G Plug-In - 6102 | (2961-737) | lot | SVC - 2G/3G Plug-In - 6102 [N.S.4.2.26] | SVC |  | 1086.65 | 0 | 0 |  | 0
N.S.4.2.27 | 2G/3G Plug-In - non- 6102 | (2961-737) | lot | SVC - 2G/3G Plug-In - non- [N.S.4.2.27] | SVC |  | 943.28 | 0 | 0 |  | 0
N.S.4.2.28 | Site Integration | (2961-737) | lot | SVC - Site Integration [N.S.4.2.28] | SVC |  | 645.16 | 0 | 0 |  | 0
N.S.4.2.29 | HW Dismantling (with no new Cabinet Installation) | (2961-737) | lot | SVC - HW Dismantling (with [N.S.4.2.29] | SVC |  | 286.74 | 0 | 0 |  | 0
N.S.4.3 | Site materials
N.S.4.3.1 | Stand Bracket HDG (RRUS/RRUW) | (2961-737) | lot | SVC - Stand Bracket HDG (RR [N.S.4.3.1] | SVC |  | 609.32 | 0 | 0 |  | 0
N.S.4.3.2 | Concrete Stump for Stand Bracket | (2961-737) | lot | SVC - Concrete Stump for St [N.S.4.3.2] | SVC |  | 143.37 | 0 | 0 |  | 0
N.S.4.3.3 | Concrete slab for 50x50mm truncking (for OIL) | (2961-737) | lot | SVC - Concrete slab for 50x [N.S.4.3.3] | SVC |  | 8.6 | 0 | 0 |  | 0
N.S.4.3.4 | Misc Site Materials (All except RUS C/O) | (2961-737) | lot | SVC - Misc Site Materials ( [N.S.4.3.4] | SVC |  | 340.06 | 0 | 0 |  | 0
N.S.4.3.5 | Site Materials for Tunnel/MRT, per sector | (2961-737) | lot | SVC - Site Materials for Tu [N.S.4.3.5] | SVC |  | 1133.42 | 0 | 0 |  | 0
N.S.4.3.6 | OD Jumpers and Connectors, per sector | (2961-737) | lot | SVC - OD Jumpers and Connec [N.S.4.3.6] | SVC |  | 122.51 | 0 | 0 |  | 0
N.S.4.3.7 | IB Jumpers and Connectors, per sector | (2961-737) | lot | SVC - IB Jumpers and Connec [N.S.4.3.7] | SVC |  | 284.15 | 0 | 0 |  | 0
N.S.4.3.8 | 1-5/8" Main Feeders (per m/sector) | (2961-737) | lot | SVC - 1-5/8" Main Feeders ( [N.S.4.3.8] | SVC |  | 36.03 | 0 | 0 |  | 0
N.S.4.3.9 | 1-1/4" Main Feeders (per m/sector) | (2961-737) | lot | SVC - 1-1/4" Main Feeders ( [N.S.4.3.9] | SVC |  | 25.94 | 0 | 0 |  | 0
N.S.4.3.10 | 7/8" Main Feeders (per m/sector) | (2961-737) | lot | SVC - 7/8" Main Feeders (pe [N.S.4.3.10] | SVC |  | 12.68 | 0 | 0 |  | 0
N.S.4.3.11 | Misc Site Materials for New Sites (per 2G or 3G) | (2961-737) | lot | SVC - Misc Site Materials f [N.S.4.3.11] | SVC |  | 597.37 | 0 | 0 |  | 0
N.S.4.3.12 | Concrete Plinth for new sites | (2961-737) | lot | SVC - Concrete Plinth for n [N.S.4.3.12] | SVC |  | 2628.43 | 0 | 0 |  | 0
N.S.4.4 | Site Works
N.S.4.4.1 | Lay OIL for 1-sect RRUS (per m) | (2961-737) | lot | SVC - Lay OIL for 1-sect RR [N.S.4.4.1] | SVC |  | 28.01 | 0 | 0 |  | 0
N.S.4.4.2 | Lay OIL for 2-sect RRUS (per m) | (2961-737) | lot | SVC - Lay OIL for 2-sect RR [N.S.4.4.2] | SVC |  | 56.03 | 0 | 0 |  | 0
N.S.4.4.3 | Lay OIL for 3-sect RRUS (per m) | (2961-737) | lot | SVC - Lay OIL for 3-sect RR [N.S.4.4.3] | SVC |  | 84.04 | 0 | 0 |  | 0
N.S.4.4.4 | Supply services to lay last mile (copper) | (2961-737) | lot | SVC - Supply services to la [N.S.4.4.4] | SVC |  | 215.05 | 0 | 0 |  | 0
N.S.4.4.5 | Supply services to lay last mile (fibre) | (2961-737) | lot | SVC - Supply services to la [N.S.4.4.5] | SVC |  | 215.05 | 0 | 0 |  | 0
N.S.4.4.6 | Supply and Install 50x50mm HDG Truncking (per m/sector) | (2961-737) | lot | SVC - Supply and Install 50 [N.S.4.4.6] | SVC |  | 13.26 | 0 | 0 |  | 0
N.S.4.4.7 | Supply and Install C-Channel for 6102 | (2961-737) | lot | SVC - Supply and Install C- [N.S.4.4.7] | SVC |  | 1505.38 | 0 | 0 |  | 0
N.S.4.4.8 | Supply and Install C-Channel for 6101/PBC-02 | (2961-737) | lot | SVC - Supply and Install C- [N.S.4.4.8] | SVC |  | 931.9 | 0 | 0 |  | 0
N.S.4.4.9 | Supply and Install C-Channel for 6601 | (2961-737) | lot | SVC - Supply and Install C- [N.S.4.4.9] | SVC |  | 1505.38 | 0 | 0 |  | 0
N.S.4.4.10 | Supply and Install x1 Antenna Boom (no PE) | (2961-737) | lot | SVC - Supply and Install x1 [N.S.4.4.10] | SVC |  | 953.41 | 0 | 0 |  | 0
N.S.4.4.11 | Supply services to lay 1-5/8" feeders (per m/sector) | (2961-737) | lot | SVC - Supply services to la [N.S.4.4.11] | SVC |  | 36.7 | 0 | 0 |  | 0
N.S.4.4.12 | Supply services to lay 1-1/4" feeders (per m/sector) | (2961-737) | lot | SVC - Supply services to la [N.S.4.4.12] | SVC |  | 29.96 | 0 | 0 |  | 0
N.S.4.4.13 | Supply services to lay 7/8" feeders (per m/sector) | (2961-737) | lot | SVC - Supply services to la [N.S.4.4.13] | SVC |  | 23.8 | 0 | 0 |  | 0
N.S.4.4.14 | Supply services to lay jumpers | (2961-737) | lot | SVC - Supply services to la [N.S.4.4.14] | SVC |  | 230.82 | 0 | 0 |  | 0
N.S.4.4.15 | Supply and Install Cable Ladder (per m/sector) | (2961-737) | lot | SVC - Supply and Install Ca [N.S.4.4.15] | SVC |  | 172.04 | 0 | 0 |  | 0
N.S.4.4.16 | PE for Antenna (Pvt) (less change RUS) | (2961-737) | lot | SVC - PE for Antenna (Pvt) [N.S.4.4.16] | SVC |  | 1003.58 | 0 | 0 |  | 0
N.S.4.4.17 | PE for Antenna (STM) | (2961-737) | lot | SVC - PE for Antenna (STM) [N.S.4.4.17] | SVC |  | 2867.38 | 0 | 0 |  | 0
N.S.4.4.18 | PE for New Equipment | (2961-737) | lot | SVC - PE for New Equipment [N.S.4.4.18] | SVC |  | 1577.06 | 0 | 0 |  | 0
N.S.4.4.19 | Outdoor antenna changeout | (2961-737) | lot | SVC - Outdoor antenna chang [N.S.4.4.19] | SVC |  | 430.11 | 0 | 0 |  | 0
N.S.4.4.20 | Outdoor Antenna Installation Only (1 Sector) | (2961-737) | lot | SVC - Outdoor Antenna Insta [N.S.4.4.20] | SVC |  | 358.42 | 0 | 0 |  | 0
N.S.4.4.21 | Outdoor Antenna Installation Only (2 Sector) | (2961-737) | lot | SVC - Outdoor Antenna Insta [N.S.4.4.21] | SVC |  | 501.79 | 0 | 0 |  | 0
N.S.4.4.22 | Outdoor Antenna Installation Only (3 Sector) | (2961-737) | lot | SVC - Outdoor Antenna Insta [N.S.4.4.22] | SVC |  | 645.16 | 0 | 0 |  | 0
N.S.4.5 | HDB Site Works (for antenna boom)
N.S.4.5.1 | Supply and Install MUX Box Enclosure | (2961-737) | lot | SVC - Supply and Install MU [N.S.4.5.1] | SVC |  | 2166.36 | 0 | 0 |  | 0
N.S.4.5.2 | Supply and install enclosure for diplexer/duaplexer | (2961-737) | lot | SVC - Supply and install en [N.S.4.5.2] | SVC |  | 430.11 | 0 | 0 |  | 0
N.S.4.5.3 | Supply and Install Diplexer | (2961-737) | lot | SVC - Supply and Install Di [N.S.4.5.3] | SVC |  | 774.19 | 0 | 0 |  | 0
N.S.4.5.4 | Supply and Install Quad-plexer | (2961-737) | lot | SVC - Supply and Install Qu [N.S.4.5.4] | SVC |  | 2007.17 | 0 | 0 |  | 0
N.S.4.5.5 | Supply and install extension plate on pole that would allow 2x RRUS installation | (2961-737) | lot | SVC - Supply and install ex [N.S.4.5.5] | SVC |  | 100.36 | 0 | 0 |  | 0
N.S.4.6 | Misc Site Works
N.S.4.6.1 | Waterproofing undertaking | (2961-737) | lot | SVC - Waterproofing underta [N.S.4.6.1] | SVC |  | 6451.61 | 0 | 0 |  | 0
N.S.4.6.2 | Power upgrading, Simple (single to 3 phase) | (2961-737) | lot | SVC - Power upgrading, Simp [N.S.4.6.2] | SVC |  | 9003.58 | 0 | 0 |  | 0
N.S.4.6.3 | Erection of Scaff-folding (for Antenna Installation) | (2961-737) | lot | SVC - Erection of Scaff-fol [N.S.4.6.3] | SVC |  | 7168.46 | 0 | 0 |  | 0
N.S.4.6.4 | Power for all New sites | (2961-737) | lot | SVC - Power for all New sit [N.S.4.6.4] | SVC |  | 9313.26 | 0 | 0 |  | 0
N.S.4.7 | Crane Services
N.S.4.7.1 | Cranes > 80 tonnes | (2961-737) | lot | SVC - Cranes > 80 tonnes [N.S.4.7.1] | SVC |  | 5285.83 | 0 | 0 |  | 0
N.S.4.7.2 | Cranes > 120 tonnes | (2961-737) | lot | SVC - Cranes > 120 tonnes [N.S.4.7.2] | SVC |  | 6377.42 | 0 | 0 |  | 0
N.S.4.7.3 | Cranes > 250 tonnes | (2961-737) | lot | SVC - Cranes > 250 tonnes [N.S.4.7.3] | SVC |  | 9280.65 | 0 | 0 |  | 0
N.S.4.8 | Misc Fees
N.S.4.8.1 | SubStation Mgmt Fee | (2961-737) | lot | SVC - SubStation Mgmt Fee [N.S.4.8.1] | SVC |  | 2829.65 | 0 | 0 |  | 0
N.S.4.8.2 | Escort Fee (Pvt sites) | (2961-737) | lot | SVC - Escort Fee (Pvt sites [N.S.4.8.2] | SVC |  | 238.95 | 0 | 0 |  | 0
N.S.4.8.3 | Barge Services for Offshore Island | (2961-737) | lot | SVC - Barge Services for Of [N.S.4.8.3] | SVC |  | 5060.09 | 0 | 0 |  | 0
N.S.4.8.4 | Night Charges by ASP | (2961-737) | lot | SVC - Night Charges by ASP [N.S.4.8.4] | SVC |  | 516.13 | 0 | 0 |  | 0
N.S.4.8.5 | HDB Site Access Fee | (2961-737) | lot | SVC - HDB Site Access Fee [N.S.4.8.5] | SVC |  | 379.51 | 0 | 0 |  | 0
N.S.4.9 | Other Misc Services
N.S.4.9.1 | Supply and installation of HDG trunking 50mm x 50mm for fibre from MDF to Mux Box, per m | (2961-737) | lot | SVC - Supply and installati [N.S.4.9.1] | SVC |  | 35 | 0 | 0 |  | 0
N.S.4.9.2 | Supply and installation of indoor trunking 50mm x 50mm for fibre from MDF to Mux Box, per m | (2961-737) | lot | SVC - Supply and installati [N.S.4.9.2] | SVC |  | 25 | 0 | 0 |  | 0
N.S.4.9.3 | To supply and install lightning protection system c/w alum. Tapes, hot-dipped G.I. poles, saddles, bonding etc. and connected to existing building earth at rooftop, per site | (2961-737) | lot | SVC - To supply and install [N.S.4.9.3] | SVC |  | 2150 | 0 | 0 |  | 0
N.S.4.9.4 | Supply & install safety railing. Height 1.2m, per m | (2961-737) | lot | SVC - Supply & install safe [N.S.4.9.4] | SVC |  | 575 | 0 | 0 |  | 0
N.S.4.9.5 | Supply & install Cat ladder, per m | (2961-737) | lot | SVC - Supply & install Cat [N.S.4.9.5] | SVC |  | 860 | 0 | 0 |  | 0
N.S.4.9.6 | Supply & install safety cage for cat ladder , per m | (2961-737) | lot | SVC - Supply & install safe [N.S.4.9.6] | SVC |  | 1145 | 0 | 0 |  | 0
N.S.4.9.7 | Lightning Protection Endorsement, per site | (2961-737) | lot | SVC - Lightning Protection [N.S.4.9.7] | SVC |  | 2150 | 0 | 0 |  | 0
N.S.4.9.8 | Clerk of Work service , per site | (2961-737) | lot | SVC - Clerk of Work service [N.S.4.9.8] | SVC |  | 3585 | 0 | 0 |  | 0
N.S.4.9.9 | To supply and install single 10 meter height MINI POLE for 3 x Antenna | (2961-737) | lot | SVC - To supply and install [N.S.4.9.9] | SVC |  | 30105 | 0 | 0 |  | 0
N.S.4.9.10 | To supply and install single 15 meter height MINI POLE for 3 x Antenna | (2961-737) | lot | SVC - To supply and install [N.S.4.9.10] | SVC |  | 40860 | 0 | 0 |  | 0
N.S.4.9.11 | Excavation for laying of underground piping (For Feeder, AC, OIL and DC cables), per m | (2961-737) | lot | SVC - Excavation for laying [N.S.4.9.11] | SVC |  | 215 | 0 | 0 |  | 0
N.S.4.9.12 | Excavation on road surface (Tarmac), per m | (2961-737) | lot | SVC - Excavation on road su [N.S.4.9.12] | SVC |  | 1290 | 0 | 0 |  | 0
N.S.4.9.13 | Supply and installation of 50mm underground pipe, per m | (2961-737) | lot | SVC - Supply and installati [N.S.4.9.13] | SVC |  | 65 | 0 | 0 |  | 0
N.S.4.9.14 | Supply and installation of 100mm underground pipe, per m | (2961-737) | lot | SVC - Supply and installati [N.S.4.9.14] | SVC |  | 95 | 0 | 0 |  | 0
N.S.4.9.15 | Supply and installation of 120mm underground pipe, per m | (2961-737) | lot | SVC - Supply and installati [N.S.4.9.15] | SVC |  | 120 | 0 | 0 |  | 0
N.S.4.9.16 | To construct RC base flooring for the RBS, ACPDB, Tranmission and all other site equipment to sit on, per m2 | (2961-737) | lot | SVC - To construct RC base [N.S.4.9.16] | SVC |  | 360 | 0 | 0 |  | 0
N.S.4.9.17 | Supply and installation of outdoor enclosure for ASC/TMA and splitter (Large size) | (2961-737) | piece | SVC - Supply and installati [N.S.4.9.17] | SVC |  | 1720 | 0 | 0 |  | 0
N.S.4.9.18 | Supply and installation of outdoor enclosure for ASC or TMA (Medium size ) | (2961-737) | piece | SVC - Supply and installati [N.S.4.9.18] | SVC |  | 1290 | 0 | 0 |  | 0
N.S.4.9.19 | Supply and installation of outdoor enclosure for TMA (Small size) | (2961-737) | piece | SVC - Supply and installati [N.S.4.9.19] | SVC |  | 1145 | 0 | 0 |  | 0
N.S.4.9.20 | Supply and Install Reinforced Concrete comply with BS 8110, Grade 30, per m3 | (2961-737) | lot | SVC - Supply and Install Re [N.S.4.9.20] | SVC |  | 1290 | 0 | 0 |  | 0
N.S.4.9.21 | Supply and Install Reinforced Concrete comply with BS 8110, Grade 35, per m3 | (2961-737) | lot | SVC - Supply and Install Re [N.S.4.9.21] | SVC |  | 1435 | 0 | 0 |  | 0
N.S.4.9.22 | Supply and Install Reinforced Concrete comply with BS 8110, Grade 40, per m3 | (2961-737) | lot | SVC - Supply and Install Re [N.S.4.9.22] | SVC |  | 1575 | 0 | 0 |  | 0
N.S.4.9.23 | Application to PowerGrid for incoming supply to site (3 phase 32 amp) | (2961-737) | lot | SVC - Application to PowerG [N.S.4.9.23] | SVC |  | 1145 | 0 | 0 |  | 0
N.S.4.9.24 | Application to PowerGrid for incoming supply to site (3 phase 63 amp) | (2961-737) | lot | SVC - Application to PowerG [N.S.4.9.24] | SVC |  | 1145 | 0 | 0 |  | 0
N.S.4.9.25 | Supply and installation of 1 main box with 3 x compartment. 1 x compartment for Meter panel and MCCB, 1 x compartment for sub-DB layout and 1 x compartment for Transmission. | (2961-737) | lot | SVC - Supply and installati [N.S.4.9.25] | SVC |  | 6450 | 0 | 0 |  | 0
N.S.4.9.26 | To supply and installation of Earthing electrode, 9.5mm dia. X 1800mm long copperweld | (2961-737) | lot | SVC - To supply and install [N.S.4.9.26] | SVC |  | 430 | 0 | 0 |  | 0
N.S.4.9.27 | To supply and installation of Earthing electrode, 9.5mm dia. X 3600mm long copperweld | (2961-737) | lot | SVC - To supply and install [N.S.4.9.27] | SVC |  | 785 | 0 | 0 |  | 0
N.S.4.9.28 | To supply and installation of Heavy duty earth electrode chamber c/w earth clamp, all accessories,etc | (2961-737) | lot | SVC - To supply and install [N.S.4.9.28] | SVC |  | 85 | 0 | 0 |  | 0
N.S.4.9.29 | To supply and installation of Copper tape | (2961-737) | lot | SVC - To supply and install [N.S.4.9.29] | SVC |  | 20 | 0 | 0 |  | 0
N.S.4.9.30 | To supply and installation of Test clamp | (2961-737) | lot | SVC - To supply and install [N.S.4.9.30] | SVC |  | 30 | 0 | 0 |  | 0
N.S.4.9.31 | To supply and installation of Bimetallic connector | (2961-737) | lot | SVC - To supply and install [N.S.4.9.31] | SVC |  | 35 | 0 | 0 |  | 0
N.S.4.9.32 | To supply and installation of Square tape clamp | (2961-737) | lot | SVC - To supply and install [N.S.4.9.32] | SVC |  | 30 | 0 | 0 |  | 0
N.S.4.9.33 | SubStation Mangement Fee | (2961-737) | lot | SVC - SubStation Mangement [N.S.4.9.33] | SVC |  | 5376.34 | 0 | 0 |  | 0
N.S.4.9.34 | To supply and install aircraft obstruction light | (2961-737) | lot | SVC - To supply and install [N.S.4.9.34] | SVC |  | 3155 | 0 | 0 |  | 0
N.S.4.9.35 | Application to Authorities (Tier 1) | (2961-737) | lot | SVC - Application to Author [N.S.4.9.35] | SVC |  | 645 | 0 | 0 |  | 0
N.S.4.9.36 | Application to Authorities (Tier 2) | (2961-737) | lot | SVC - Application to Author [N.S.4.9.36] | SVC |  | 1290 | 0 | 0 |  | 0
N.S.4.9.37 | Application to Authorities (Tier 3) | (2961-737) | lot | SVC - Application to Author [N.S.4.9.37] | SVC |  | 2580 | 0 | 0 |  | 0
N.S.4.9.38 | Application to Authorities (Tier 4) | (2961-737) | lot | SVC - Application to Author [N.S.4.9.38] | SVC |  | 3870 | 0 | 0 |  | 0
N.S.4.9.39 | Application to Authorities (Tier 5) | (2961-737) | lot | SVC - Application to Author [N.S.4.9.39] | SVC |  | 5160 | 0 | 0 |  | 0
N.S.4.9.40 | Application to Authorities (Tier 6) | (2961-737) | lot | SVC - Application to Author [N.S.4.9.40] | SVC |  | 6450 | 0 | 0 |  | 0
N.S.4.9.41 | Application to Authorities (Tier 7) | (2961-737) | lot | SVC - Application to Author [N.S.4.9.41] | SVC |  | 7740 | 0 | 0 |  | 0
N.S.4.9.42 | Application to Authorities (Tier 8) | (2961-737) | lot | SVC - Application to Author [N.S.4.9.42] | SVC |  | 9030 | 0 | 0 |  | 0
N.S.4.9.43 | Application to Authorities (Tier 9) | (2961-737) | lot | SVC - Application to Author [N.S.4.9.43] | SVC |  | 10320 | 0 | 0 |  | 0
N.S.4.9.44 | Application to Authorities (Tier 10) | (2961-737) | lot | SVC - Application to Author [N.S.4.9.44] | SVC |  | 11610 | 0 | 0 |  | 0
N.S.4.9.45 | Application to Authorities (Tier 11) | (2961-737) | lot | SVC - Application to Author [N.S.4.9.45] | SVC |  | 12900 | 0 | 0 |  | 0
N.S.4.9.35 | PG installation charges for OG Box to STM meter box (Tier 1) | (2961-737) | lot | SVC - PG installation charg [N.S.4.9.35] | SVC |  | 13440 | 0 | 0 |  | 0
N.S.4.9.36 | PG installation charges for OG Box to STM meter box (Tier 2) | (2961-737) | lot | SVC - PG installation charg [N.S.4.9.36] | SVC |  | 26880 | 0 | 0 |  | 0
N.S.4.9.37 | PG installation charges for OG Box to STM meter box (Tier 3) | (2961-737) | lot | SVC - PG installation charg [N.S.4.9.37] | SVC |  | 40320 | 0 | 0 |  | 0
N.S.4.9.38 | PG installation charges for OG Box to STM meter box (Tier 4) | (2961-737) | lot | SVC - PG installation charg [N.S.4.9.38] | SVC |  | 53760 | 0 | 0 |  | 0
N.S.4.9.39 | PG installation charges for OG Box to STM meter box (Tier 5) | (2961-737) | lot | SVC - PG installation charg [N.S.4.9.39] | SVC |  | 67200 | 0 | 0 |  | 0
N.S.4.9.40 | PG installation charges for OG Box to STM meter box (Tier 6) | (2961-737) | lot | SVC - PG installation charg [N.S.4.9.40] | SVC |  | 80645 | 0 | 0 |  | 0
N.S.4.9.41 | PG installation charges for OG Box to STM meter box (Tier 7) | (2961-737) | lot | SVC - PG installation charg [N.S.4.9.41] | SVC |  | 94085 | 0 | 0 |  | 0
N.S.4.9.42 | PG installation charges for OG Box to STM meter box (Tier 8) | (2961-737) | lot | SVC - PG installation charg [N.S.4.9.42] | SVC |  | 107525 | 0 | 0 |  | 0
N.S.4.9.43 | PG installation charges for OG Box to STM meter box (Tier 9) | (2961-737) | lot | SVC - PG installation charg [N.S.4.9.43] | SVC |  | 120965 | 0 | 0 |  | 0
N.S.4.9.44 | PG installation charges for OG Box to STM meter box (Tier 10) | (2961-737) | lot | SVC - PG installation charg [N.S.4.9.44] | SVC |  | 134405 | 0 | 0 |  | 0
Gross Total for Hardware and Software
Total Incentives, excluding Enhanced Payment Terms Incentive
Enhanced Payment Terms Incentive (7%)
Net Total for Hardware and Software after all incentives
Gross Total for Services
Total Incentives, excluding Enhanced Payment Terms Incentive
Enhanced Payment Terms Incentive (7%)
Net Total for Services after all incentives
Grand Net Total after all incentives
Note on K13: Ericsson: FOC for FY12/13 BoQ
Note on K14: Ericsson: FOC for FY12/13 BoQ
Note on K15: Ericsson: FOC for FY12/13 BoQ
Note on K16: Ericsson: FOC for FY12/13 BoQ
Note on K17: Ericsson: FOC for FY12/13 BoQ
Note on K18: Ericsson: FOC for FY12/13 BoQ
Note on K20: Ericsson: FOC for FY12/13 BoQ
Note on K21: Ericsson: FOC for FY12/13 BoQ
Note on K22: Ericsson: FOC for FY12/13 BoQ
Note on K23: Ericsson: FOC for FY12/13 BoQ
Note on K24: Ericsson: FOC for FY12/13 BoQ
Note on K25: Ericsson: FOC for FY12/13 BoQ
Note on K27: Ericsson: FOC for FY12/13 BoQ
Note on K28: Ericsson: FOC for FY12/13 BoQ
Note on K29: Ericsson: FOC for FY12/13 BoQ
Note on K30: Ericsson: FOC for FY12/13 BoQ
Note on K31: Ericsson: FOC for FY12/13 BoQ
Note on K32: Ericsson: FOC for FY12/13 BoQ
Note on K34: Ericsson: FOC for FY12/13 BoQ
Note on K35: Ericsson: FOC for FY12/13 BoQ
Note on K36: Ericsson: FOC for FY12/13 BoQ
Note on K37: Ericsson: FOC for FY12/13 BoQ
Note on K38: Ericsson: FOC for FY12/13 BoQ
Note on K39: Ericsson: FOC for FY12/13 BoQ
Note on K40: Ericsson: FOC for FY12/13 BoQ
Note on K41: Ericsson: FOC for FY12/13 BoQ
Note on K42: Ericsson: FOC for FY12/13 BoQ
Note on K43: Ericsson: FOC for FY12/13 BoQ
Note on K44: Ericsson: FOC for FY12/13 BoQ
Note on K45: Ericsson: FOC for FY12/13 BoQ
Note on K47: Ericsson: FOC for FY12/13 BoQ
Note on K48: Ericsson: FOC for FY12/13 BoQ
Note on K49: Ericsson: FOC for FY12/13 BoQ
Note on K50: Ericsson: FOC for FY12/13 BoQ
Note on K51: Ericsson: FOC for FY12/13 BoQ
Note on K52: Ericsson: FOC for FY12/13 BoQ
Note on K343: Ericsson: FOC for FY12/13 BoQ
Note on K423: Ericsson: FOC for FY12/13 BoQ

## Other Misc
Title: Appendix II to Annex 5 - FY12_13 Radio Pricing Schedule
Project/Site:
Scope/Configuration:
S/N | Full Name |  | UoM | Short Name | Material | Quantity | Gross Price (S$) |  | Incentive | Net Price (S$)
| Description | Product Code |  |  |  |  | Unit | Total |  | Unit | Total
O.M.1 | HARDWARE
O.M.1.1 | Batteries and Accessories
O.M.1.1.1 | BBU6101 (170Ah) (No Batteries) | (2114-220) | piece | HW - BBU6101 (170Ah) (No Ba [O.M.1.1.1] | HW |  | 5811.78 | 0 | 0 |  | 0
O.M.1.1.2 | NSB Std Battery Set, 48V/170Ah For BBU6101 (1 Set) | (2110-730) | piece | HW - NSB Std Battery Set, 4 [O.M.1.1.2] | HW |  | 2153.15 | 0 | 0 |  | 0
O.M.1.1.3 | Battery set, 48V/100 Ah,incl.cable set for RBS 6102 (1 piece) | (2460-794) | piece | HW - Battery set, 48V/100 A [O.M.1.1.3] | HW |  | 5209 | 0 | 0 |  | 0
O.M.1.1.4 | BBS6201-No Batt. | (2114-220) | piece | HW - BBS6201-No Batt. [O.M.1.1.4] | HW |  | 1300.84 | 0 | 0 |  | 0
O.M.1.1.5 | BBS6201 Expansion to support 2nd RBS6201 | (2114-220) | piece | HW - BBS6201 Expansion to s [O.M.1.1.5] | HW |  | 587.63 | 0 | 0 |  | 0
O.M.1.1.6 | Battery set, 48V/100 Ah (NSB) for BBS 6201 (1 piece) | (2114-220) | piece | HW - Battery set, 48V/100 A [O.M.1.1.6] | HW |  | 1419 | 0 | 0 |  | 0
O.M.1.1.7 | BBS6301 (No Batteries). | (2114-220) | piece | HW - BBS6301 (No Batteries) [O.M.1.1.7] | HW |  | 3086.24 | 0 | 0 |  | 0
O.M.1.1.8 | NSB Std Battery Set, 48V/100Ah For BBS6301 (1 Set). | (2110-730) | piece | HW - NSB Std Battery Set, 4 [O.M.1.1.8] | HW |  | 1500 | 0 | 0 |  | 0
O.M.1.1.9 | SSC-02 for OD RBS6601 2 Rectifier_2x20A_4x32A_(No batteries). | (2114-220) | piece | HW - SSC-02 for OD RBS6601 [O.M.1.1.9] | HW |  | 10018.35 | 0 | 0 |  | 0
O.M.1.1.10 | SSC-02 for OD RBS6601_Additional 1 Rectifier. | (2114-220) | piece | HW - SSC-02 for OD RBS6601_ [O.M.1.1.10] | HW |  | 213.07 | 0 | 0 |  | 0
O.M.1.1.11 | SSC-02 for OD RBS6601_Additional 1 20A CB | (2114-220) | piece | HW - SSC-02 for OD RBS6601_ [O.M.1.1.11] | HW |  | 15.02 | 0 | 0 |  | 0
O.M.1.1.12 | SSC-02 for OD RBS6601_Additional 1 32A CB + 1 SPD | (2114-220) | piece | HW - SSC-02 for OD RBS6601_ [O.M.1.1.12] | HW |  | 69.83 | 0 | 0 |  | 0
O.M.1.1.13 | NSB Std Battery Set, 48V/170Ah For SSC-02 (1 Set) | (2110-730) | piece | HW - NSB Std Battery Set, 4 [O.M.1.1.13] | HW |  | 2153.15 | 0 | 0 |  | 0
O.M.1.1.14 | PBC-02_13Ah_Pole Mount | (2114-220) | piece | HW - PBC-02_13Ah_Pole Mount [O.M.1.1.14] | HW |  | 3014.91 | 0 | 0 |  | 0
O.M.1.1.15 | PBC-02_13Ah_Wall Mount | (2114-220) | piece | HW - PBC-02_13Ah_Wall Mount [O.M.1.1.15] | HW |  | 2830.39 | 0 | 0 |  | 0
O.M.1.1.16 | PBC-02_26Ah_Pole Mount | (2114-220) | piece | HW - PBC-02_26Ah_Pole Mount [O.M.1.1.16] | HW |  | 4614.32 | 0 | 0 |  | 0
O.M.1.1.17 | PBC-02_26Ah_Wall Mount | (2114-220) | piece | HW - PBC-02_26Ah_Wall Mount [O.M.1.1.17] | HW |  | 4429.8 | 0 | 0 |  | 0
O.M.1.1.18 | PBC-02_39Ah_Pole Mount | (2114-220) | piece | HW - PBC-02_39Ah_Pole Mount [O.M.1.1.18] | HW |  | 5066.32 | 0 | 0 |  | 0
O.M.1.1.19 | PBC-02_39Ah_Wall Mount | (2114-220) | piece | HW - PBC-02_39Ah_Wall Mount [O.M.1.1.19] | HW |  | 4881.8 | 0 | 0 |  | 0
O.M.1.1.20 | PBC-02_52Ah_Pole Mount | (2114-220) | piece | HW - PBC-02_52Ah_Pole Mount [O.M.1.1.20] | HW |  | 6945.55 | 0 | 0 |  | 0
O.M.1.1.21 | PBC-02_52Ah_Wall Mount | (2114-220) | piece | HW - PBC-02_52Ah_Wall Mount [O.M.1.1.21] | HW |  | 6761.03 | 0 | 0 |  | 0
O.M.1.1.22 | PBC-02_65Ah_Pole Mount | (2114-220) | piece | HW - PBC-02_65Ah_Pole Mount [O.M.1.1.22] | HW |  | 7397.55 | 0 | 0 |  | 0
O.M.1.1.23 | PBC-02_65Ah_Wall Mount | (2114-220) | piece | HW - PBC-02_65Ah_Wall Mount [O.M.1.1.23] | HW |  | 7213.03 | 0 | 0 |  | 0
O.M.1.1.24 | PBC-02_Expand 13Ah to 26Ah | (2114-220) | piece | HW - PBC-02_Expand 13Ah to [O.M.1.1.24] | HW |  | 1137.91 | 0 | 0 |  | 0
O.M.1.1.25 | PBC-02_Expand 26Ah to 52Ah | (2114-220) | piece | HW - PBC-02_Expand 26Ah to [O.M.1.1.25] | HW |  | 2051.41 | 0 | 0 |  | 0
O.M.1.1.26 | NSB Battery, 48V/13Ah For PBC-02 | (2110-730) | piece | HW - NSB Battery, 48V/13Ah [O.M.1.1.26] | HW |  | 452 | 0 | 0 |  | 0
O.M.1.1.27 | PBC-05_2 Rectifier_1x50A_6x25A_Ground Mount (No batteries) | (2114-220) | piece | HW - PBC-05_2 Rectifier_1x5 [O.M.1.1.27] | HW |  | 5695.1 | 0 | 0 |  | 0
O.M.1.1.28 | PBC-05_2 Rectifier_1x50A_6x25A_Wall Mount (No batteries) | (2114-220) | piece | HW - PBC-05_2 Rectifier_1x5 [O.M.1.1.28] | HW |  | 5761.28 | 0 | 0 |  | 0
O.M.1.1.29 | PBC-05_2 Rectifier_1x50A_6x25A_Pole Mount (No batteries) | (2114-220) | piece | HW - PBC-05_2 Rectifier_1x5 [O.M.1.1.29] | HW |  | 5735.61 | 0 | 0 |  | 0
O.M.1.1.30 | PBC-05_Additional 1 Rectifier | (2114-220) | piece | HW - PBC-05_Additional 1 Re [O.M.1.1.30] | HW |  | 239.07 | 0 | 0 |  | 0
O.M.1.1.31 | PBC-05_Additional 1 50A CB | (2114-220) | piece | HW - PBC-05_Additional 1 50 [O.M.1.1.31] | HW |  | 17.65 | 0 | 0 |  | 0
O.M.1.1.32 | PBC-05_Additional 1 25A CB | (2114-220) | piece | HW - PBC-05_Additional 1 25 [O.M.1.1.32] | HW |  | 13.37 | 0 | 0 |  | 0
O.M.1.1.33 | NSB Std Battery Set, 48V/100Ah For PBC-05 (1 Set) | (2110-730) | piece | HW - NSB Std Battery Set, 4 [O.M.1.1.33] | HW |  | 1500 | 0 | 0 |  | 0
O.M.1.2 | Digital Units and Accessories
O.M.1.2.1 | Digital Unit DUW 20 Basic HW Module (excl.HWA, SFP) | (2460-794) | piece | HW - Digital Unit DUW 20 Ba [O.M.1.2.1] | HW |  | 7211.72 | 0 | 0 |  | 0
O.M.1.2.2 | Digital Unit DUW 30 Basic HW Module (excl.HWA, SFP) | (2460-794) | piece | HW - Digital Unit DUW 30 Ba [O.M.1.2.2] | HW |  | 10880.47 | 0 | 0 |  | 0
O.M.1.2.3 | Digital Unit DUG 20 Basic HW Module (excl.Activation Keys) for E1/T1 | (2460-794) | piece | HW - Digital Unit DUG 20 Ba [O.M.1.2.3] | HW |  | 1400.74 | 0 | 0 |  | 0
O.M.1.2.4 | Digital Unit DUL 20 Basic HW Module (excl. HWA, SFP) | (2460-794) | piece | HW - Digital Unit DUL 20 Ba [O.M.1.2.4] | HW |  | 8182 | 0 | 0 |  | 0
O.M.1.2.5 | DUL with 63Mbps* (Indoor) | (2460-794) | piece | HW - DUL with 63Mbps* (Indo [O.M.1.2.5] | HW |  | 9312.36 | 0 | 0 |  | 0
O.M.1.2.6 | Indoor DUL with 63 Mbps to 127 Mbps | (2460-794) | piece | HW - DUL with 63Mbps* (Indo [O.M.1.2.5] | HW |  | 1980.13 | 0 | 0 |  | 0
O.M.1.2.7 | DUL with 100Mbps | (2460-794) | piece | HW - DUL with 100Mbps [O.M.1.2.6] | HW |  | 10458.42 | 0 | 0 |  | 0
O.M.1.2.8 | DUL with 100 Mbps to 202 Mbps | (2460-794) | piece | HW - DUL with 100 Mbps to 2 [O.M.1.2.7] | HW |  | 3156.76 | 0 | 0 |  | 0
O.M.1.2.9 | Digital Unit DUS 31 Basic HW Module (excl. HWAC, SFP) | (2460-794) | piece | HW - Digital Unit DUS 31 Ba [O.M.1.2.8] | HW |  | 12313.46 | 0 | 0 |  | 0
O.M.1.2.10 | Digital Unit DUS 41 Basic HW Module (excl. HWAC, SFP) | (2460-794) | piece | HW - Digital Unit DUS 41 Ba [O.M.1.2.9] | HW |  | 16748.05 | 0 | 0 |  | 0
O.M.1.2.11 | DUS41 | (2460-794) | piece | HW - DUS41 [O.M.1.2.10] | HW |  | 16748.05 | 0 | 0 |  | 0
O.M.1.2.12 | SFP 1000BASE-LX40 DUAL RATE 1.25 40km for DUx | (2460-794) | piece | HW - SFP 1000BASE-LX40 DUAL [O.M.1.2.11] | HW |  | 537.64 | 0 | 0 |  | 0
O.M.1.2.13 | Delta from DUW20 to DUW30 | (2460-794) | piece | HW - Delta from DUW20 to DU [O.M.1.2.12] | HW |  | 3668.75 | 0 | 0 |  | 0
O.M.1.2.14 | Delta from DUL to DUS31 | (2460-794) | piece | HW - Delta from DUL to DUS3 [O.M.1.2.13] | HW |  | 4131.46 | 0 | 0 |  | 0
O.M.1.2.15 | Delta from DUL to DUS41 | (2460-794) | piece | HW - Delta from DUL to DUS4 [O.M.1.2.14] | HW |  | 8566.05 | 0 | 0 |  | 0
O.M.1.3 | Radio Units and Accessories
O.M.1.3.1 | Single Radio Unit RUS 01B8 (900E MHz) 20W HW Activation incl. | (2460-794) | piece | HW - Single Radio Unit RUS [O.M.1.3.1] | HW |  | 3158.49 | 0 | 0 |  | 0
O.M.1.3.2 | 3-pack Radio Unit RUS 01B8 (900E MHz) 20W Activation incl. | (2460-794) | piece | HW - 3-pack Radio Unit RUS [O.M.1.3.2] | HW |  | 7895.19 | 0 | 0 |  | 0
O.M.1.3.3 | Single Radio Unit RUS-02B8 (900E MHz) 20W HW Activation incl | (2460-794) | piece | HW - Single Radio Unit RUS- [O.M.1.3.3] | HW |  | 4689.06 | 0 | 0 |  | 0
O.M.1.3.4 | 3-pack Radio Unit RUS-02B8 (900E MHz) 20W HW Activation incl | (2460-794) | piece | HW - 3-pack Radio Unit RUS- [O.M.1.3.4] | HW |  | 11722.12 | 0 | 0 |  | 0
O.M.1.3.5 | Remote Radio Unit RRUS-01B8 (900E MHz) -48VDC, 20W HW Activation incl. | (2460-794) | piece | HW - Remote Radio Unit RRUS [O.M.1.3.5] | HW |  | 5220.95 | 0 | 0 |  | 0
O.M.1.3.6 | Dual-TX RRUS-12B8 (900E MHz) -48VDC , 10W+10W HW Activation | (2460-794) | piece | HW - Dual-TX RRUS-12B8 (900 [O.M.1.3.6] | HW |  | 9940.57 | 0 | 0 |  | 0
O.M.1.3.7 | Single Radio Unit RUS 01B3 (1800MHz) 20W HW Activation incl. | (2460-794) | piece | HW - Single Radio Unit RUS [O.M.1.3.7] | HW |  | 3158.49 | 0 | 0 |  | 0
O.M.1.3.8 | 3-pack Radio Unit RUS 01B3 (1800MHz) 20W HW Activation incl. | (2460-794) | piece | HW - 3-pack Radio Unit RUS [O.M.1.3.8] | HW |  | 7895.18 | 0 | 0 |  | 0
O.M.1.3.9 | Single Radio Unit RUS 02B3 (1800MHz) 20W HW Activation incl. | (2460-794) | piece | HW - Single Radio Unit RUS [O.M.1.3.9] | HW |  | 5389.02 | 0 | 0 |  | 0
O.M.1.3.10 | 3-pack Radio Unit RUS-02B3 (1800MHz) 20W HW Activation incl. | (2460-794) | piece | HW - 3-pack Radio Unit RUS- [O.M.1.3.10] | HW |  | 12023.77 | 0 | 0 |  | 0
O.M.1.3.11 | Remote Radio Unit RRUS-01B3 (1800MHz) -48VDC , 20W HW Activation incl. | (2460-794) | piece | HW - Remote Radio Unit RRUS [O.M.1.3.11] | HW |  | 5222.37 | 0 | 0 |  | 0
O.M.1.3.12 | Dual-TX RRUS-12B3 (1800MHz) -48VDC, 10W+10W HW Activation incl. | (2460-794) | piece | HW - Dual-TX RRUS-12B3 (180 [O.M.1.3.12] | HW |  | 10160.45 | 0 | 0 |  | 0
O.M.1.3.13 | Single Radio Unit RUS 01B1 (2100MHz) 20W HW Activation incl. | (2460-794) | piece | HW - Single Radio Unit RUS [O.M.1.3.13] | HW |  | 2870.79 | 0 | 0 |  | 0
O.M.1.3.14 | 3-pack Radio Unit RUS 01B1 (2100MHz) 20W Activation incl. | (2460-794) | piece | HW - 3-pack Radio Unit RUS [O.M.1.3.14] | HW |  | 7176.96 | 0 | 0 |  | 0
O.M.1.3.15 | Remote Radio Unit RRUS-01B1 (2100MHz) -48VDC , 20W HW Activation incl. | (2460-794) | piece | HW - Remote Radio Unit RRUS [O.M.1.3.15] | HW |  | 4824.83 | 0 | 0 |  | 0
O.M.1.3.16 | Dual-TX RRUS-11B1 (2100MHz) -48VDC, 10W+10W HW Activation incl. | (2460-794) | piece | HW - Dual-TX RRUS-11B1 (210 [O.M.1.3.16] | HW |  | 8238.25 | 0 | 0 |  | 0
O.M.1.3.17 | Single Radio Unit RUS-01B7 (2600MHz) 20W HW Activation incl. | (2460-794) | piece | HW - Single Radio Unit RUS- [O.M.1.3.17] | HW |  | 3300 | 0 | 0 |  | 0
O.M.1.3.18 | 3-pack Radio Unit RUS-01B7 (2600MHz) 20W HW Activation incl. | (2460-794) | piece | HW - 3-pack Radio Unit RUS- [O.M.1.3.18] | HW |  | 8253.25 | 0 | 0 |  | 0
O.M.1.3.19 | Dual-TX RRUS-11B7 (2600MHz) -48VDC, 10W+10W HW Activation incl. | (2460-794) | piece | HW - Dual-TX RRUS-11B7 (260 [O.M.1.3.19] | HW |  | 9428.24 | 0 | 0 |  | 0
O.M.1.4 | Other Cabinet Accessories
O.M.1.4.1 | SAU for RBS6201 | (2460-794) | piece | HW - SAU for RBS6201 [O.M.1.4.1] | HW |  | 592 | 0 | 0 |  | 0
O.M.1.4.2 | Parts for RBS6201 External Alarm | (2460-794) | piece | HW - Parts for RBS6201 Exte [O.M.1.4.2] | HW |  | 709.71 | 0 | 0 |  | 0
O.M.1.4.3 | 1xBatt Shelf | (2460-794) | piece | HW - 1xBatt Shelf [O.M.1.4.3] | HW |  | 926.14 | 0 | 0 |  | 0
O.M.1.4.4 | 1xDUx | (2460-794) | piece | HW - 1xDUx [O.M.1.4.4] | HW |  | 81 | 0 | 0 |  | 0
O.M.1.4.5 | 1xECU | (2460-794) | piece | HW - 1xECU [O.M.1.4.5] | HW |  | 1655.42 | 0 | 0 |  | 0
O.M.1.4.6 | 1xPDU | (2460-794) | piece | HW - 1xPDU [O.M.1.4.6] | HW |  | 491.94 | 0 | 0 |  | 0
O.M.1.4.7 | 1xPSU | (2460-794) | piece | HW - 1xPSU [O.M.1.4.7] | HW |  | 313.77 | 0 | 0 |  | 0
O.M.1.4.8 | 1xRadio Shelf | (2460-794) | piece | HW - 1xRadio Shelf [O.M.1.4.8] | HW |  | 666.34 | 0 | 0 |  | 0
O.M.1.4.9 | SIU-02 | (2460-794) | piece | HW - SIU-02 [O.M.1.4.9] | HW |  | 2668.67 | 0 | 0 |  | 0
O.M.1.5 | Mounting Kits
O.M.1.5.1 | Pole Mounting 1RBS/BBS6301 Rear | (2114-220) | piece | HW - Pole Mounting 1RBS/BBS [O.M.1.5.1] | HW |  | 799.3 | 0 | 0 |  | 0
O.M.1.5.2 | Pole Mounting 1RBS/BBS6301 Side | (2114-220) | piece | HW - Pole Mounting 1RBS/BBS [O.M.1.5.2] | HW |  | 330.26 | 0 | 0 |  | 0
O.M.1.5.3 | Wall Mounting 1RBS/BBS6301 Rear | (2114-220) | piece | HW - Wall Mounting 1RBS/BBS [O.M.1.5.3] | HW |  | 716.94 | 0 | 0 |  | 0
O.M.1.5.4 | Wall Mounting 1RBS/BBS6301 Side | (2114-220) | piece | HW - Wall Mounting 1RBS/BBS [O.M.1.5.4] | HW |  | 529.75 | 0 | 0 |  | 0
O.M.1.5.5 | Floor Mounting 1RBS/BBS6301 | (2114-220) | piece | HW - Floor Mounting 1RBS/BB [O.M.1.5.5] | HW |  | 558.89 | 0 | 0 |  | 0
O.M.1.5.6 | Pole Mounting RBS6302_1 MU | (2114-220) | piece | HW - Pole Mounting RBS6302_ [O.M.1.5.6] | HW |  | 131.03 | 0 | 0 |  | 0
O.M.1.5.7 | Pole Mounting RBS6302_2 MU | (2114-220) | piece | HW - Pole Mounting RBS6302_ [O.M.1.5.7] | HW |  | 450.47 | 0 | 0 |  | 0
O.M.1.5.8 | Wall Mounting RBS6302_1 MU | (2114-220) | piece | HW - Wall Mounting RBS6302_ [O.M.1.5.8] | HW |  | 69.67 | 0 | 0 |  | 0
O.M.1.5.9 | Wall Mounting RBS6302_2 MU | (2114-220) | piece | HW - Wall Mounting RBS6302_ [O.M.1.5.9] | HW |  | 387 | 0 | 0 |  | 0
O.M.1.5.10 | 1x1 RRU Pole Mounting Bracket | (2114-220) | piece | HW - 1x1 RRU Pole Mounting [O.M.1.5.10] | HW |  | 54.34 | 0 | 0 |  | 0
O.M.1.5.11 | 1x3 RRU Pole Mounting Bracket | (2114-220) | piece | HW - 1x3 RRU Pole Mounting [O.M.1.5.11] | HW |  | 274.9 | 0 | 0 |  | 0
O.M.1.5.12 | 1x1 RRU Wall Mounting Bracket & Drill Template | (2114-220) | piece | HW - 1x1 RRU Wall Mounting [O.M.1.5.12] | HW |  | 30.36 | 0 | 0 |  | 0
O.M.1.6 | OIL Cables and Connectors
O.M.1.6.1 | 1 Pair of SFP-SM 8km for RRUS01/11/12 Direct/Cascade Link For 1 Sector | (2460-794) | piece | HW - 1 Pair of SFP-SM 8km f [O.M.1.6.1] | HW |  | 57.2 | 0 | 0 |  | 0
O.M.1.6.2 | RPM2531633 For RRUS11/12-5m | (2114-220) | piece | HW - RPM2531633 For RRUS11/ [O.M.1.6.2] | HW |  | 37.44 | 0 | 0 |  | 0
O.M.1.6.3 | RPM2531633 For RRUS11/12-10m | (2114-220) | piece | HW - RPM2531633 For RRUS11/ [O.M.1.6.3] | HW |  | 96.27 | 0 | 0 |  | 0
O.M.1.6.4 | RPM2531633 For RRUS11/12-20m | (2114-220) | piece | HW - RPM2531633 For RRUS11/ [O.M.1.6.4] | HW |  | 69.53 | 0 | 0 |  | 0
O.M.1.6.5 | RPM2531633 For RRUS11/12-30m | (2114-220) | piece | HW - RPM2531633 For RRUS11/ [O.M.1.6.5] | HW |  | 90.92 | 0 | 0 |  | 0
O.M.1.6.6 | RPM2531633 For RRUS11/12-50m | (2114-220) | piece | HW - RPM2531633 For RRUS11/ [O.M.1.6.6] | HW |  | 135.04 | 0 | 0 |  | 0
O.M.1.6.7 | RPM2531633 For RRUS11/12-70m | (2114-220) | piece | HW - RPM2531633 For RRUS11/ [O.M.1.6.7] | HW |  | 181.84 | 0 | 0 |  | 0
O.M.1.6.8 | RPM2531633 For RRUS11/12-100m | (2114-220) | piece | HW - RPM2531633 For RRUS11/ [O.M.1.6.8] | HW |  | 247.36 | 0 | 0 |  | 0
O.M.1.6.9 | RPM2531633 For RRUS11/12-150m | (2114-220) | piece | HW - RPM2531633 For RRUS11/ [O.M.1.6.9] | HW |  | 355.66 | 0 | 0 |  | 0
O.M.1.6.10 | RPM2531633 For RRUS11/12-200m | (2114-220) | piece | HW - RPM2531633 For RRUS11/ [O.M.1.6.10] | HW |  | 463.96 | 0 | 0 |  | 0
O.M.1.6.11 | RPM2531633 For RRUS11/12-250m | (2114-220) | piece | HW - RPM2531633 For RRUS11/ [O.M.1.6.11] | HW |  | 516.11 | 0 | 0 |  | 0
O.M.1.6.12 | RPM2531633 For RRUS11/12-300m | (2114-220) | piece | HW - RPM2531633 For RRUS11/ [O.M.1.6.12] | HW |  | 680.57 | 0 | 0 |  | 0
O.M.1.6.13 | RPM2531633 For RRUS11/12-500m | (2114-220) | piece | HW - RPM2531633 For RRUS11/ [O.M.1.6.13] | HW |  | 1112.44 | 0 | 0 |  | 0
O.M.1.6.14 | RPM2533577 For RRUS01-5m | (2114-220) | piece | HW - RPM2533577 For RRUS01- [O.M.1.6.14] | HW |  | 25.74 | 0 | 0 |  | 0
O.M.1.6.15 | RPM2533577 For RRUS01-10m | (2114-220) | piece | HW - RPM2533577 For RRUS01- [O.M.1.6.15] | HW |  | 34.76 | 0 | 0 |  | 0
O.M.1.6.16 | RPM2533577 For RRUS01-20m | (2114-220) | piece | HW - RPM2533577 For RRUS01- [O.M.1.6.16] | HW |  | 48.67 | 0 | 0 |  | 0
O.M.1.6.17 | RPM2533577 For RRUS01-30m | (2114-220) | piece | HW - RPM2533577 For RRUS01- [O.M.1.6.17] | HW |  | 64.31 | 0 | 0 |  | 0
O.M.1.6.18 | RPM2533577 For RRUS01-50m | (2114-220) | piece | HW - RPM2533577 For RRUS01- [O.M.1.6.18] | HW |  | 65.52 | 0 | 0 |  | 0
O.M.1.6.19 | RPM2533577 For RRUS01-70m | (2114-220) | piece | HW - RPM2533577 For RRUS01- [O.M.1.6.19] | HW |  | 109.51 | 0 | 0 |  | 0
O.M.1.6.20 | RPM2533577 For RRUS01-100m | (2114-220) | piece | HW - RPM2533577 For RRUS01- [O.M.1.6.20] | HW |  | 147.75 | 0 | 0 |  | 0
O.M.1.6.21 | RPM2533577 For RRUS01-150m | (2114-220) | piece | HW - RPM2533577 For RRUS01- [O.M.1.6.21] | HW |  | 208.58 | 0 | 0 |  | 0
O.M.1.6.22 | RPM2533577 For RRUS01-200m | (2114-220) | piece | HW - RPM2533577 For RRUS01- [O.M.1.6.22] | HW |  | 269.42 | 0 | 0 |  | 0
O.M.1.6.23 | RPM2533577 For RRUS01-250m | (2114-220) | piece | HW - RPM2533577 For RRUS01- [O.M.1.6.23] | HW |  | 328.52 | 0 | 0 |  | 0
O.M.1.6.24 | RPM2533577 For RRUS01-300m | (2114-220) | piece | HW - RPM2533577 For RRUS01- [O.M.1.6.24] | HW |  | 387.62 | 0 | 0 |  | 0
O.M.1.6.25 | RPM2533577 For RRUS01-500m | (2114-220) | piece | HW - RPM2533577 For RRUS01- [O.M.1.6.25] | HW |  | 705.7 | 0 | 0 |  | 0
O.M.1.6.26 | RPM2533512 For RBS6302-RRUS01-5m | (2114-220) | piece | HW - RPM2533512 For RBS6302 [O.M.1.6.26] | HW |  | 29.55 | 0 | 0 |  | 0
O.M.1.6.27 | RPM2533512 For RBS6302-RRUS01-10m | (2114-220) | piece | HW - RPM2533512 For RBS6302 [O.M.1.6.27] | HW |  | 36.5 | 0 | 0 |  | 0
O.M.1.6.28 | RPM2533512 For RBS6302-RRUS01-20m | (2114-220) | piece | HW - RPM2533512 For RBS6302 [O.M.1.6.28] | HW |  | 41.72 | 0 | 0 |  | 0
O.M.1.6.29 | RPM2533512 For RBS6302-RRUS01-30m | (2114-220) | piece | HW - RPM2533512 For RBS6302 [O.M.1.6.29] | HW |  | 50.41 | 0 | 0 |  | 0
O.M.1.6.30 | RPM2533512 For RBS6302-RRUS01-50m | (2114-220) | piece | HW - RPM2533512 For RBS6302 [O.M.1.6.30] | HW |  | 71.27 | 0 | 0 |  | 0
O.M.1.6.31 | RPM2533512 For RBS6302-RRUS01-70m | (2114-220) | piece | HW - RPM2533512 For RBS6302 [O.M.1.6.31] | HW |  | 92.12 | 0 | 0 |  | 0
O.M.1.6.32 | RPM2533512 For RBS6302-RRUS01-100m | (2114-220) | piece | HW - RPM2533512 For RBS6302 [O.M.1.6.32] | HW |  | 112.98 | 0 | 0 |  | 0
O.M.1.6.33 | RPM2533512 For RBS6302-RRUS01-150m | (2114-220) | piece | HW - RPM2533512 For RBS6302 [O.M.1.6.33] | HW |  | 152.96 | 0 | 0 |  | 0
O.M.1.6.34 | RPM2533512 For RBS6302-RRUS01-200m | (2114-220) | piece | HW - RPM2533512 For RBS6302 [O.M.1.6.34] | HW |  | 198.15 | 0 | 0 |  | 0
O.M.1.6.35 | RPM2533512 For RBS6302-RRUS01-250m | (2114-220) | piece | HW - RPM2533512 For RBS6302 [O.M.1.6.35] | HW |  | 238.13 | 0 | 0 |  | 0
O.M.1.6.36 | RPM2533512 For RBS6302-RRUS01-300m | (2114-220) | piece | HW - RPM2533512 For RBS6302 [O.M.1.6.36] | HW |  | 278.11 | 0 | 0 |  | 0
O.M.1.6.37 | RPM2533512 For RBS6302-RRUS01-500m | (2114-220) | piece | HW - RPM2533512 For RBS6302 [O.M.1.6.37] | HW |  | 453.67 | 0 | 0 |  | 0
O.M.1.6.38 | RPM2531610 For RBS6302-RRUS11/12-5m | (2114-220) | piece | HW - RPM2531610 For RBS6302 [O.M.1.6.38] | HW |  | 40.11 | 0 | 0 |  | 0
O.M.1.6.39 | RPM2531610 For RBS6302-RRUS11/12-10m | (2114-220) | piece | HW - RPM2531610 For RBS6302 [O.M.1.6.39] | HW |  | 51.34 | 0 | 0 |  | 0
O.M.1.6.40 | RPM2531610 For RBS6302-RRUS11/12-20m | (2114-220) | piece | HW - RPM2531610 For RBS6302 [O.M.1.6.40] | HW |  | 75.41 | 0 | 0 |  | 0
O.M.1.6.41 | RPM2531610 For RBS6302-RRUS11/12-30m | (2114-220) | piece | HW - RPM2531610 For RBS6302 [O.M.1.6.41] | HW |  | 99.48 | 0 | 0 |  | 0
O.M.1.6.42 | RPM2531610 For RBS6302-RRUS11/12-50m | (2114-220) | piece | HW - RPM2531610 For RBS6302 [O.M.1.6.42] | HW |  | 146.01 | 0 | 0 |  | 0
O.M.1.6.43 | RPM2531610 For RBS6302-RRUS11/12-70m | (2114-220) | piece | HW - RPM2531610 For RBS6302 [O.M.1.6.43] | HW |  | 197.35 | 0 | 0 |  | 0
O.M.1.6.44 | RPM2531610 For RBS6302-RRUS11/12-100m | (2114-220) | piece | HW - RPM2531610 For RBS6302 [O.M.1.6.44] | HW |  | 267.95 | 0 | 0 |  | 0
O.M.1.6.45 | RPM2531610 For RBS6302-RRUS11/12-150m | (2114-220) | piece | HW - RPM2531610 For RBS6302 [O.M.1.6.45] | HW |  | 385.08 | 0 | 0 |  | 0
O.M.1.6.46 | RPM2531610 For RBS6302-RRUS11/12-200m | (2114-220) | piece | HW - RPM2531610 For RBS6302 [O.M.1.6.46] | HW |  | 502.2 | 0 | 0 |  | 0
O.M.1.6.47 | RPM2531610 For RBS6302-RRUS11/12-250m | (2114-220) | piece | HW - RPM2531610 For RBS6302 [O.M.1.6.47] | HW |  | 619.33 | 0 | 0 |  | 0
O.M.1.6.48 | RPM2531610 For RBS6302-RRUS11/12-300m | (2114-220) | piece | HW - RPM2531610 For RBS6302 [O.M.1.6.48] | HW |  | 738.06 | 0 | 0 |  | 0
O.M.1.6.49 | RPM2531610 For RBS6302-RRUS11/12-500m | (2114-220) | piece | HW - RPM2531610 For RBS6302 [O.M.1.6.49] | HW |  | 1206.57 | 0 | 0 |  | 0
O.M.1.6.50 | RPM2532895 For Cascading RRUS01-2m | (2114-220) | piece | HW - RPM2532895 For Cascadi [O.M.1.6.50] | HW |  | 19.12 | 0 | 0 |  | 0
O.M.1.6.51 | RPM2532895 For Cascading RRUS01-5m | (2114-220) | piece | HW - RPM2532895 For Cascadi [O.M.1.6.51] | HW |  | 24.33 | 0 | 0 |  | 0
O.M.1.6.52 | RPM2532895 For Cascading RRUS01-10m | (2114-220) | piece | HW - RPM2532895 For Cascadi [O.M.1.6.52] | HW |  | 24.07 | 0 | 0 |  | 0
O.M.1.7 | Antenna & Accessories
LTE
O.M.1.7.1 | Antenna, RFS Wideband XXpol 1710-2690 | (2114-220) | piece | HW - RFS Wideband XXpol 171 [O.M.1.7.1] | HW |  | 764.04 | 0 | 0 |  | 0
O.M.1.7.2 | Antenna, Andrew Wideband XXXpol 1710-2700 | (2114-220) | piece | HW - Andrew Wideband XXXpol [O.M.1.7.2] | HW |  | 1833 | 0 | 0 |  | 0
O.M.1.7.3 | Antenna, Kathrein 80010682 | (2114-220) | piece | HW - Kathrein 80010682 [O.M.1.7.3] | HW |  | 1136.77 | 0 | 0 |  | 0
O.M.1.7.4 | Antenna, Kathrein Xpol 790-960 | (2114-220) | piece | HW - Kathrein Xpol 790-960 [O.M.1.7.4] | HW |  | 798 | 0 | 0 |  | 0
O.M.1.7.5 | Antenna, Comba MJS-065R15BV17JV17JV w/o pedestal | (2114-220) | piece | HW - Comba MJS-065R15BV17JV [O.M.1.7.5] | HW |  | 15890.08 | 0 | 0 |  | 0
O.M.1.7.6 | Antenna, Comba ODV-065R15B15J15J | (2114-220) | piece | HW - Comba ODV-065R15B15J15 [O.M.1.7.6] | HW |  | 1314.22 | 0 | 0 |  | 0
O.M.1.7.7 | Antenna, Argus (VVPX303F) | (2114-220) | piece | HW - Argus (VVPX303F) [O.M.1.7.7] | HW |  | 732.62 | 0 | 0 |  | 0
O.M.1.7.8 | Double TMA 1800, Premium w. CWA | (2114-220) | piece | HW - Double TMA 1800, Premi [O.M.1.7.8] | HW |  | 1156.56 | 0 | 0 |  | 0
O.M.1.7.9 | Double TMA 2100, ASC (1 piece) | (2114-220) | piece | HW - Double TMA 2100, ASC ( [O.M.1.7.9] | HW |  | 1216.73 | 0 | 0 |  | 0
O.M.1.7.10 | Double TMA 2600 - Premium | (2114-220) | piece | HW - Double TMA 2600 - Prem [O.M.1.7.10] | HW |  | 1163.25 | 0 | 0 |  | 0
O.M.1.7.11 | Quadplexer | (2114-220) | piece | HW - Quadplexer [O.M.1.7.11] | HW |  | 1400 | 0 | 0 |  | 0
O.M.1.7.12 | Power Splitter - 2 Way (800-2700) | (2114-220) | piece | HW - Power Splitter - 2 Way [O.M.1.7.12] | HW |  | 131.42 | 0 | 0 |  | 0
O.M.1.7.13 | Antenna, Andrew HWXX-6516DS-VTM | (2114-220) | piece | HW - Andrew HWXX-6516DS-VTM [O.M.1.7.13] | HW |  | 1768.22 | 0 | 0 |  | 0
O.M.1.7.14 | Antenna, Andrew HWXXX-6516DS-VTM | (2114-220) | piece | HW - Andrew HWXXX-6516DS-VT [O.M.1.7.14] | HW |  | 3010.75 | 0 | 0 |  | 0
O.M.1.7.15 | Antenna, Andrew MBDWW-65B-VTM | (2114-220) | piece | HW - Andrew MBDWW-65B-VTM [O.M.1.7.15] | HW |  | 4181.6 | 0 | 0 |  | 0
O.M.1.7.16 | Antenna, Andrew W2XX-6516DS-VTM | (2114-220) | piece | HW - Andrew W2XX-6516DS-VTM [O.M.1.7.16] | HW |  | 1768.22 | 0 | 0 |  | 0
O.M.1.7.17 | Antenna, Argus VVPX306R | (2114-220) | piece | HW - Argus VVPX306R [O.M.1.7.17] | HW |  | 2281.96 | 0 | 0 |  | 0
O.M.1.7.18 | Antenna, Cellmax CMA-L/6521/E0-6 | (2114-220) | piece | HW - Cellmax CMA-L/6521/E0- [O.M.1.7.18] | HW |  | 3225.81 | 0 | 0 |  | 0
O.M.1.7.19 | Antenna, Comba ODP-065R15J15J0202 | (2114-220) | piece | HW - Comba ODP-065R15J15J02 [O.M.1.7.19] | HW |  | 1373.95 | 0 | 0 |  | 0
O.M.1.7.20 | Antenna, Comba ODV-065R18J18J0202 | (2114-220) | piece | HW - Comba ODV-065R18J18J02 [O.M.1.7.20] | HW |  | 2210.27 | 0 | 0 |  | 0
O.M.1.7.21 | Antenna, Comba ODV-065R18K18L0202 | (2114-220) | piece | HW - Comba ODV-065R18K18L02 [O.M.1.7.21] | HW |  | 2210.27 | 0 | 0 |  | 0
O.M.1.7.22 | Antenna, Kathrein 80010622 | (2114-220) | piece | HW - Kathrein 80010622 [O.M.1.7.22] | HW |  | 3381.12 | 0 | 0 |  | 0
O.M.1.7.23 | Antenna, Kathrein 80010675 | (2114-220) | piece | HW - Kathrein 80010675 [O.M.1.7.23] | HW |  | 7945.04 | 0 | 0 |  | 0
O.M.1.7.24 | Antenna, Netop S-Wave EW-65-18DV10 | (2114-220) | piece | HW - Netop S-Wave EW-65-18D [O.M.1.7.24] | HW |  | 1314.22 | 0 | 0 |  | 0
O.M.1.7.25 | Antenna, Netop S-Wave EW/EW-65-18DV10 | (2114-220) | piece | HW - Netop S-Wave EW/EW-65- [O.M.1.7.25] | HW |  | 2508.96 | 0 | 0 |  | 0
O.M.1.7.26 | Antenna, Netop S-Wave EW/EW-65-15DV15 | (2114-220) | piece | HW - Netop S-Wave EW/EW-65- [O.M.1.7.26] | HW |  | 2031.06 | 0 | 0 |  | 0
O.M.1.7.27 | Antenna, Netop S-Wave EW/EW-65-18DV10-F | (2114-220) | piece | HW - Netop S-Wave EW/EW-65- [O.M.1.7.27] | HW |  | 2568.7 | 0 | 0 |  | 0
O.M.1.7.28 | Antenna, Pacific Wave PW-OHG-60-806/2700 | (2114-220) | piece | HW - Pacific Wave PW-OHG-60 [O.M.1.7.28] | HW |  | 597.37 | 0 | 0 |  | 0
O.M.1.7.29 | Antenna, RFS APXV18-276516-C | (2114-220) | piece | HW - RFS APXV18-276516-C [O.M.1.7.29] | HW |  | 1385.9 | 0 | 0 |  | 0
O.M.1.7.30 | Antenna, RFS APXV23-276512-C | (2114-220) | piece | HW - RFS APXV23-276512-C [O.M.1.7.30] | HW |  | 1206.69 | 0 | 0 |  | 0
O.M.1.7.31 | Antenna, RFS APXVLL13-C | (2114-220) | piece | HW - RFS APXVLL13-C [O.M.1.7.31] | HW |  | 2054.96 | 0 | 0 |  | 0
O.M.1.7.32 | Antenna, Argus CVVPX304M-6P | (2114-220) | piece | HW - Argus CVVPX304M-6P [O.M.1.7.32] | HW |  | 3106.33 | 0 | 0 |  | 0
O.M.1.7.33 | Antenna, Argus CVVPX306M-6P | (2114-220) | piece | HW - Argus CVVPX306M-6P [O.M.1.7.33] | HW |  | 4121.86 | 0 | 0 |  | 0
O.M.1.7.34 | Antenna, Cellmax CMA-BDHL/6520/21 | (2114-220) | piece | HW - Cellmax CMA-BDHL/6520/ [O.M.1.7.34] | HW |  | 5675.03 | 0 | 0 |  | 0
O.M.1.7.35 | Antenna, Cellmax CMA-BDHL/6519/20 | (2114-220) | piece | HW - Cellmax CMA-BDHL/6519/ [O.M.1.7.35] | HW |  | 4778.97 | 0 | 0 |  | 0
O.M.1.7.36 | Antenna, Netop DX-18-10-DF-03 | (2114-220) | piece | HW - Netop DX-18-10-DF-03 [O.M.1.7.36] | HW |  | 3763.44 | 0 | 0 |  | 0
O.M.1.7.37 | Antenna, LPX306M (LTE) | (2114-220) | piece | HW - LPX306M (LTE) [O.M.1.7.37] | HW |  | 716.85 | 0 | 0 |  | 0
O.M.1.7.38 | Antenna, LPX310M (LTE) | (2114-220) | piece | HW - LPX310M (LTE) [O.M.1.7.38] | HW |  | 836.32 | 0 | 0 |  | 0
O.M.1.7.39 | Antenna, 80010621(LTE) | (2114-220) | piece | HW - 80010621(LTE) [O.M.1.7.39] | HW |  | 1884.11 | 0 | 0 |  | 0
O.M.1.7.40 | Antenna, W2X-6516DS-VTM (LTE) | (2114-220) | piece | HW - W2X-6516DS-VTM (LTE) [O.M.1.7.40] | HW |  | 1732.38 | 0 | 0 |  | 0
O.M.1.7.41 | Antenna, APXV18-276516-C (LTE) | (2114-220) | piece | HW - APXV18-276516-C (LTE) [O.M.1.7.41] | HW |  | 1135.01 | 0 | 0 |  | 0
3G
O.M.1.7.42 | Antenna, Kathrein 739489 | (2114-220) | piece | HW - Kathrein 739489 [O.M.1.7.42] | HW |  | 357.5 | 0 | 0 |  | 0
O.M.1.7.43 | Antenna, Kathrein 742213 | (2114-220) | piece | HW - Kathrein 742213 [O.M.1.7.43] | HW |  | 856.64 | 0 | 0 |  | 0
O.M.1.7.44 | Antenna, Kathrein 742215 | (2114-220) | piece | HW - Kathrein 742215 [O.M.1.7.44] | HW |  | 610.16 | 0 | 0 |  | 0
O.M.1.7.45 | Antenna, Kathrein 742235 | (2114-220) | piece | HW - Kathrein 742235 [O.M.1.7.45] | HW |  | 2350.84 | 0 | 0 |  | 0
O.M.1.7.46 | Antenna, Kathrein 742236 | (2114-220) | piece | HW - Kathrein 742236 [O.M.1.7.46] | HW |  | 1416.72 | 0 | 0 |  | 0
O.M.1.7.47 | Antenna, Kathrein 742264 | (2114-220) | piece | HW - Kathrein 742264 [O.M.1.7.47] | HW |  | 1542.88 | 0 | 0 |  | 0
O.M.1.7.48 | Antenna, Kathrein 742265 | (2114-220) | piece | HW - Kathrein 742265 [O.M.1.7.48] | HW |  | 1819.3 | 0 | 0 |  | 0
O.M.1.7.49 | Antenna, Kathrein 742266 | (2114-220) | piece | HW - Kathrein 742266 [O.M.1.7.49] | HW |  | 2123.34 | 0 | 0 |  | 0
O.M.1.7.50 | Antenna, Kathrein 742351 | (2114-220) | piece | HW - Kathrein 742351 [O.M.1.7.50] | HW |  | 1446.78 | 0 | 0 |  | 0
O.M.1.7.51 | Antenna, Kathrein 80010247 | (2114-220) | piece | HW - Kathrein 80010247 [O.M.1.7.51] | HW |  | 706.44 | 0 | 0 |  | 0
O.M.1.7.52 | Antenna, Kathrein 80010292 | (2114-220) | piece | HW - Kathrein 80010292 [O.M.1.7.52] | HW |  | 4539.17 | 0 | 0 |  | 0
O.M.1.7.53 | Antenna, Kathrein 80010681 | (2114-220) | piece | HW - Kathrein 80010681 [O.M.1.7.53] | HW |  | 856.53 | 0 | 0 |  | 0
O.M.1.7.54 | Antenna, Andrew HWX-6516DS-VTM | (2114-220) | piece | HW - Andrew HWX-6516DS-VTM [O.M.1.7.54] | HW |  | 620.78 | 0 | 0 |  | 0
O.M.1.7.55 | Antenna, Andrew DBXH2-6565A-VTM | (2114-220) | piece | HW - Andrew DBXH2-6565A-VTM [O.M.1.7.55] | HW |  | 1365.73 | 0 | 0 |  | 0
O.M.1.7.56 | Antenna, Cellmax CMA-L/6520/E0-8 | (2114-220) | piece | HW - Cellmax CMA-L/6520/E0- [O.M.1.7.56] | HW |  | 2615.57 | 0 | 0 |  | 0
O.M.1.7.57 | Antenna, NPX204F | (2114-220) | piece | HW - NPX204F [O.M.1.7.57] | HW |  | 842.29 | 0 | 0 |  | 0
O.M.1.7.58 | Antenna, NPX210F | (2114-220) | piece | HW - NPX210F [O.M.1.7.58] | HW |  | 1249.7 | 0 | 0 |  | 0
O.M.1.7.59 | Antenna, NPX310F | (2114-220) | piece | HW - NPX310F [O.M.1.7.59] | HW |  | 979.69 | 0 | 0 |  | 0
O.M.1.7.60 | Antenna, NPX312F | (2114-220) | piece | HW - NPX312F [O.M.1.7.60] | HW |  | 1135.01 | 0 | 0 |  | 0
O.M.1.7.61 | Antenna, NPX410F-0-E2 | (2114-220) | piece | HW - NPX410F-0-E2 [O.M.1.7.61] | HW |  | 1151.73 | 0 | 0 |  | 0
O.M.1.7.62 | Antenna, NPX206M | (2114-220) | piece | HW - NPX206M [O.M.1.7.62] | HW |  | 1254.48 | 0 | 0 |  | 0
O.M.1.7.63 | Antenna, NPX210M | (2114-220) | piece | HW - NPX210M [O.M.1.7.63] | HW |  | 1660.69 | 0 | 0 |  | 0
O.M.1.7.64 | Antenna, NPX306M | (2114-220) | piece | HW - NPX306M [O.M.1.7.64] | HW |  | 991.64 | 0 | 0 |  | 0
O.M.1.7.65 | Antenna, NPX310M | (2114-220) | piece | HW - NPX310M [O.M.1.7.65] | HW |  | 1469.53 | 0 | 0 |  | 0
O.M.1.7.66 | Antenna, NPX312M | (2114-220) | piece | HW - NPX312M [O.M.1.7.66] | HW |  | 1592.59 | 0 | 0 |  | 0
O.M.1.7.67 | Antenna, NPX410M-E2 | (2114-220) | piece | HW - NPX410M-E2 [O.M.1.7.67] | HW |  | 1536.44 | 0 | 0 |  | 0
O.M.1.7.68 | Antenna, CNPX308F | (2114-220) | piece | HW - CNPX308F [O.M.1.7.68] | HW |  | 1997.61 | 0 | 0 |  | 0
O.M.1.7.69 | Antenna, CNPX306M | (2114-220) | piece | HW - CNPX306M [O.M.1.7.69] | HW |  | 2688.17 | 0 | 0 |  | 0
O.M.1.7.70 | Antenna, CNPX308M | (2114-220) | piece | HW - CNPX308M [O.M.1.7.70] | HW |  | 2986.86 | 0 | 0 |  | 0
O.M.1.7.71 | Antenna, NNPX304F | (2114-220) | piece | HW - NNPX304F [O.M.1.7.71] | HW |  | 1194.74 | 0 | 0 |  | 0
O.M.1.7.72 | Antenna, NNPX306M | (2114-220) | piece | HW - NNPX306M [O.M.1.7.72] | HW |  | 1437.28 | 0 | 0 |  | 0
O.M.1.7.73 | Antenna, NNPX310M | (2114-220) | piece | HW - NNPX310M [O.M.1.7.73] | HW |  | 2163.68 | 0 | 0 |  | 0
O.M.1.7.74 | Antenna, CNPX303F | (2114-220) | piece | HW - CNPX303F [O.M.1.7.74] | HW |  | 1598.57 | 0 | 0 |  | 0
O.M.1.7.75 | Antenna, 739 489 | (2114-220) | piece | HW - 739 489 [O.M.1.7.75] | HW |  | 836.32 | 0 | 0 |  | 0
O.M.1.7.76 | Antenna, CMA-B/3324 | (2114-220) | piece | HW - CMA-B/3324 [O.M.1.7.76] | HW |  | 4898.45 | 0 | 0 |  | 0
O.M.1.7.77 | Antenna, CMA-B/6521 | (2114-220) | piece | HW - CMA-B/6521 [O.M.1.7.77] | HW |  | 3106.33 | 0 | 0 |  | 0
O.M.1.7.78 | Antenna, CMA-B/6521/E0-6 | (2114-220) | piece | HW - CMA-B/6521/E0-6 [O.M.1.7.78] | HW |  | 3584.23 | 0 | 0 |  | 0
O.M.1.7.79 | Antenna, CMA-BD/6521 | (2114-220) | piece | HW - CMA-BD/6521 [O.M.1.7.79] | HW |  | 6451.61 | 0 | 0 |  | 0
O.M.1.7.80 | Antenna, CMA-B/6519/E2-10 | (2114-220) | piece | HW - CMA-B/6519/E2-10 [O.M.1.7.80] | HW |  | 2389.49 | 0 | 0 |  | 0
O.M.1.7.81 | Antenna, CMA-BD/6519/E2-10 | (2114-220) | piece | HW - CMA-BD/6519/E2-10 [O.M.1.7.81] | HW |  | 4540.02 | 0 | 0 |  | 0
O.M.1.7.82 | Antenna, A-YG-W12-B | (2114-220) | piece | HW - A-YG-W12-B [O.M.1.7.82] | HW |  | 358.42 | 0 | 0 |  | 0
O.M.1.7.83 | Antenna, PW-HGP-820-2500 | (2114-220) | piece | HW - PW-HGP-820-2500 [O.M.1.7.83] | HW |  | 358.42 | 0 | 0 |  | 0
O.M.1.7.84 | Antenna, ODP-030V20K0 | (2114-220) | piece | HW - ODP-030V20K0 [O.M.1.7.84] | HW |  | 955.79 | 0 | 0 |  | 0
O.M.1.7.85 | Antenna, OYI-040V12K0 | (2114-220) | piece | HW - OYI-040V12K0 [O.M.1.7.85] | HW |  | 298.69 | 0 | 0 |  | 0
O.M.1.7.86 | Antenna, OYI-040V12F0 | (2114-220) | piece | HW - OYI-040V12F0 [O.M.1.7.86] | HW |  | 298.69 | 0 | 0 |  | 0
O.M.1.7.87 | Antenna, ORA-011V23NC | (2114-220) | piece | HW - ORA-011V23NC [O.M.1.7.87] | HW |  | 812.43 | 0 | 0 |  | 0
O.M.1.7.88 | Antenna, ORA-012V23NF | (2114-220) | piece | HW - ORA-012V23NF [O.M.1.7.88] | HW |  | 931.9 | 0 | 0 |  | 0
O.M.1.7.89 | Antenna, CNNPX303F | (2114-220) | piece | HW - CNNPX303F [O.M.1.7.89] | HW |  | 1274.79 | 0 | 0 |  | 0
O.M.1.7.90 | Antenna, CNNPX306M | (2114-220) | piece | HW - CNNPX306M [O.M.1.7.90] | HW |  | 2365.59 | 0 | 0 |  | 0
O.M.1.7.91 | Antenna, CNPX302U | (2114-220) | piece | HW - CNPX302U [O.M.1.7.91] | HW |  | 931.9 | 0 | 0 |  | 0
O.M.1.7.92 | Antenna, CNBPX306M | (2114-220) | piece | HW - CNBPX306M [O.M.1.7.92] | HW |  | 2270.01 | 0 | 0 |  | 0
O.M.1.7.93 | Antenna, CNBPX303F | (2114-220) | piece | HW - CNBPX303F [O.M.1.7.93] | HW |  | 1180.41 | 0 | 0 |  | 0
O.M.1.7.94 | Antenna, NBPX306M | (2114-220) | piece | HW - NBPX306M [O.M.1.7.94] | HW |  | 1230.59 | 0 | 0 |  | 0
O.M.1.7.95 | Antenna, NBPX310M | (2114-220) | piece | HW - NBPX310M [O.M.1.7.95] | HW |  | 1979.69 | 0 | 0 |  | 0
O.M.1.7.96 | Antenna, OOA-360V11Cx | (2114-220) | piece | HW - OOA-360V11Cx [O.M.1.7.96] | HW |  | 692.95 | 0 | 0 |  | 0
O.M.1.7.97 | Antenna, OOA-360V11Px | (2114-220) | piece | HW - OOA-360V11Px [O.M.1.7.97] | HW |  | 752.69 | 0 | 0 |  | 0
O.M.1.7.98 | Antenna, OOA-360V11Fx | (2114-220) | piece | HW - OOA-360V11Fx [O.M.1.7.98] | HW |  | 836.32 | 0 | 0 |  | 0
O.M.1.7.99 | Antenna, DB992HG28N-B | (2114-220) | piece | HW - DB992HG28N-B [O.M.1.7.99] | HW |  | 979.69 | 0 | 0 |  | 0
O.M.1.7.100 | Antenna, NOX310R | (2114-220) | piece | HW - NOX310R [O.M.1.7.100] | HW |  | 2066.91 | 0 | 0 |  | 0
O.M.1.7.101 | Antenna, NNOX310R | (2114-220) | piece | HW - NNOX310R [O.M.1.7.101] | HW |  | 3842.29 | 0 | 0 |  | 0
O.M.1.7.102 | Antenna, NNNOX310R | (2114-220) | piece | HW - NNNOX310R [O.M.1.7.102] | HW |  | 5157.71 | 0 | 0 |  | 0
O.M.1.7.103 | Antenna, 80010426 | (2114-220) | piece | HW - 80010426 [O.M.1.7.103] | HW |  | 1314.22 | 0 | 0 |  | 0
O.M.1.7.104 | Antenna, CMA_L_6519_E0-8 | (2114-220) | piece | HW - CMA_L_6519_E0-8 [O.M.1.7.104] | HW |  | 2771.8 | 0 | 0 |  | 0
O.M.1.7.105 | Antenna, CMA_L_6521_E0-6 | (2114-220) | piece | HW - CMA_L_6521_E0-6 [O.M.1.7.105] | HW |  | 3166.07 | 0 | 0 |  | 0
O.M.1.7.106 | Antenna, CMA_BDHL_6519/20_E0-8 | (2114-220) | piece | HW - CMA_BDHL_6519/20_E0-8 [O.M.1.7.106] | HW |  | 4629.63 | 0 | 0 |  | 0
O.M.1.7.107 | Antenna, CMA_BDHL_6520/21_E0-6 | (2114-220) | piece | HW - CMA_BDHL_6520/21_E0-6 [O.M.1.7.107] | HW |  | 5340.5 | 0 | 0 |  | 0
2G
O.M.1.7.108 | Antenna, CPX209M | (2114-220) | piece | HW - CPX209M [O.M.1.7.108] | HW |  | 2628.43 | 0 | 0 |  | 0
O.M.1.7.109 | Antenna, CPX304M | (2114-220) | piece | HW - CPX304M [O.M.1.7.109] | HW |  | 1314.22 | 0 | 0 |  | 0
O.M.1.7.110 | Antenna, CPX306M | (2114-220) | piece | HW - CPX306M [O.M.1.7.110] | HW |  | 1409.8 | 0 | 0 |  | 0
O.M.1.7.111 | Antenna, CPX308M | (2114-220) | piece | HW - CPX308M [O.M.1.7.111] | HW |  | 1579.45 | 0 | 0 |  | 0
O.M.1.7.112 | Antenna, CPX406M | (2114-220) | piece | HW - CPX406M [O.M.1.7.112] | HW |  | 1462.37 | 0 | 0 |  | 0
O.M.1.7.113 | Antenna, CPX303F | (2114-220) | piece | HW - CPX303F [O.M.1.7.113] | HW |  | 1259.26 | 0 | 0 |  | 0
O.M.1.7.114 | Antenna, CPX306F-2-W-E1 | (2114-220) | piece | HW - CPX306F-2-W-E1 [O.M.1.7.114] | HW |  | 1388.29 | 0 | 0 |  | 0
O.M.1.7.115 | Antenna, CPX308F | (2114-220) | piece | HW - CPX308F [O.M.1.7.115] | HW |  | 1773 | 0 | 0 |  | 0
O.M.1.7.116 | Antenna, CPX401U | (2114-220) | piece | HW - CPX401U [O.M.1.7.116] | HW |  | 334.53 | 0 | 0 |  | 0
O.M.1.7.117 | Antenna, CNPA303U | (2114-220) | piece | HW - CNPA303U [O.M.1.7.117] | HW |  | 1063.32 | 0 | 0 |  | 0
O.M.1.7.118 | Antenna, K736854 | (2114-220) | piece | HW - K736854 [O.M.1.7.118] | HW |  | 740.74 | 0 | 0 |  | 0
O.M.1.7.119 | Antenna, K738445 | (2114-220) | piece | HW - K738445 [O.M.1.7.119] | HW |  | 573.48 | 0 | 0 |  | 0
O.M.1.7.120 | Antenna, 80010207 | (2114-220) | piece | HW - 80010207 [O.M.1.7.120] | HW |  | 991.64 | 0 | 0 |  | 0
O.M.1.7.121 | Antenna, 80010203 | (2114-220) | piece | HW - 80010203 [O.M.1.7.121] | HW |  | 1254.48 | 0 | 0 |  | 0
O.M.1.7.122 | Antenna, 80010294 | (2114-220) | piece | HW - 80010294 [O.M.1.7.122] | HW |  | 1338.11 | 0 | 0 |  | 0
O.M.1.7.123 | Antenna, OYI-040V11B0 | (2114-220) | piece | HW - OYI-040V11B0 [O.M.1.7.123] | HW |  | 286.74 | 0 | 0 |  | 0
O.M.1.7.124 | Antenna, ORA-018V18NG | (2114-220) | piece | HW - ORA-018V18NG [O.M.1.7.124] | HW |  | 1139.78 | 0 | 0 |  | 0
O.M.1.7.125 | Antenna, ORA-018V18NA | (2114-220) | piece | HW - ORA-018V18NA [O.M.1.7.125] | HW |  | 1139.78 | 0 | 0 |  | 0
O.M.1.7.126 | Antenna, OOA-360V11Ax | (2114-220) | piece | HW - OOA-360V11Ax [O.M.1.7.126] | HW |  | 836.32 | 0 | 0 |  | 0
O.M.1.7.127 | Antenna, OOA-360V11Gx | (2114-220) | piece | HW - OOA-360V11Gx [O.M.1.7.127] | HW |  | 810.04 | 0 | 0 |  | 0
O.M.1.7.128 | Antenna, CPX303U | (2114-220) | piece | HW - CPX303U [O.M.1.7.128] | HW |  | 597.37 | 0 | 0 |  | 0
O.M.1.7.129 | Antenna, 80010202 | (2114-220) | piece | HW - 80010202 [O.M.1.7.129] | HW |  | 979.69 | 0 | 0 |  | 0
InLine Booster, ICS & Repeater
O.M.1.7.130 | InLine Booster, AC2000-B040, G900, 10W | (2114-220) | piece | HW - AC2000-B040, G900, 10 [O.M.1.7.130] | HW |  | 2096.77 | 0 | 0 |  | 0
O.M.1.7.131 | InLine Booster, AC2080-B040, G1800, 10W | (2114-220) | piece | HW - AC2080-B040, G1800, 1 [O.M.1.7.131] | HW |  | 2329.75 | 0 | 0 |  | 0
O.M.1.7.132 | InLine Booster, AC5060-B040, WCDMA, 10W | (2114-220) | piece | HW - AC5060-B040, WCDMA, 1 [O.M.1.7.132] | HW |  | 2329.75 | 0 | 0 |  | 0
O.M.1.7.133 | ICS, AC3030-SC45, G900 ICS, 12CH, 20W | (2114-220) | piece | HW - AC3030-SC45, G900 ICS [O.M.1.7.133] | HW |  | 8503.58 | 0 | 0 |  | 0
O.M.1.7.134 | ICS, AC3038-SC45, G1800 ICS, 12CH, 20W | (2114-220) | piece | HW - AC3038-SC45, G1800 IC [O.M.1.7.134] | HW |  | 8736.56 | 0 | 0 |  | 0
O.M.1.7.135 | ICS, AC5050-T443, WCDMA ICS, 4CH, 20W | (2114-220) | piece | HW - AC5050-T443, WCDMA IC [O.M.1.7.135] | HW |  | 8853.05 | 0 | 0 |  | 0
O.M.1.7.136 | Repeater, AC5060-W240, WCDMA Repeater 4CH, 10W | (2114-220) | piece | HW - AC5060-W240, WCDMA Re [O.M.1.7.136] | HW |  | 4659.5 | 0 | 0 |  | 0
O.M.1.7.137 | Repeater, AC3020-S840, WCDMA Repeater 8CH, 10W | (2114-220) | piece | HW - AC3020-S840, WCDMA Re [O.M.1.7.137] | HW |  | 4659.5 | 0 | 0 |  | 0
O.M.1.7.138 | Repeater, ACS5060-S240, WCDMA Repeater 2CH, 10W | (2114-220) | piece | HW - ACS5060-S240, WCDMA R [O.M.1.7.138] | HW |  | 4193.55 | 0 | 0 |  | 0
O.M.1.7.139 | ICS Repeater, RC-43-09-NF-ICS-01(8CH),GSM900 ICS Repeater(8CH,43dBm) | (2114-220) | piece | HW - RC-43-09-NF-ICS-01(8C [O.M.1.7.139] | HW |  | 7067.1 | 0 | 0 |  | 0
O.M.1.7.140 | ICS Repeater, RC-43-18-NF-ICS-01(8CH),DCS1800 ICS Repeater(8CH,43dBm) | (2114-220) | piece | HW - RC-43-18-NF-ICS-01(8C [O.M.1.7.140] | HW |  | 7575.83 | 0 | 0 |  | 0
O.M.1.7.141 | Repeater, RC-43-09-NF-01(8CH),GSM900 Repeater(8CH,43dBm) | (2114-220) | piece | HW - RC-43-09-NF-01(8CH),G [O.M.1.7.141] | HW |  | 5795.27 | 0 | 0 |  | 0
O.M.1.7.142 | Repeater, RC-43-18-NF-01(8CH),DCS1800 Repeater(8CH,43dBm) | (2114-220) | piece | HW - RC-43-18-NF-01(8CH),D [O.M.1.7.142] | HW |  | 5880.06 | 0 | 0 |  | 0
O.M.1.7.143 | Repeater, RC-43-2121-NF-01(4CH),WCDMA2100 Repeater(4CH,43dBm) | (2114-220) | piece | HW - RC-43-2121-NF-01(4CH) [O.M.1.7.143] | HW |  | 8550.89 | 0 | 0 |  | 0
O.M.1.7.144 | Line Amplifier, AM-33-21-NF-05,WCDMA2100 Line Amplifier | (2114-220) | piece | HW - AM-33-21-NF-05,WCDMA2 [O.M.1.7.144] | HW |  | 1810.23 | 0 | 0 |  | 0
O.M.1.7.145 | Line Amplifier, AM-33-18-NF-01,DCS1800 Line Amplifier | (2114-220) | piece | HW - AM-33-18-NF-01,DCS180 [O.M.1.7.145] | HW |  | 1767.83 | 0 | 0 |  | 0
O.M.1.7.146 | Line Amplifier, AM-33-09-NF-01,GSM900 Line Amplifier | (2114-220) | piece | HW - AM-33-09-NF-01,GSM900 [O.M.1.7.146] | HW |  | 1767.83 | 0 | 0 |  | 0
O.M.1.7.147 | Antenna, S-WAVE 7FW-10-LP,Log-periodic Antenna | (2114-220) | piece | HW - S-WAVE 7FW-10-LP,Log- [O.M.1.7.147] | HW |  | 22.21 | 0 | 0 |  | 0
O.M.1.7.139 | ICS Repeater, RC-43-2121-NF-ICS-01(4CH),WCDMA2100 ICS Repeater(4CH,43dBm) | (2114-220) | piece | HW - RC-43-2121-NF-ICS-01( [O.M.1.7.139] | HW |  | 11094.54 | 0 | 0 |  | 0
O.M.1.7.140 | ICS Repeater, RC-43-09-NF-ICS-01(12CH),GSM900 ICS Repeater(12CH,43dBm) | (2114-220) | piece | HW - RC-43-09-NF-ICS-01(12 [O.M.1.7.140] | HW |  | 7067.1 | 0 | 0 |  | 0
O.M.1.7.141 | ICS Repeater, RC-43-18-NF-ICS-01(12CH),DCS1800 ICS Repeater(12CH,43dBm) | (2114-220) | piece | HW - RC-43-18-NF-ICS-01(12 [O.M.1.7.141] | HW |  | 7575.83 | 0 | 0 |  | 0
O.M.1.7.142 | Repeater, RC-43-09-NF-01(12CH),GSM900 Repeater(12CH,43dBm) | (2114-220) | piece | HW - RC-43-09-NF-01(12CH), [O.M.1.7.142] | HW |  | 5795.27 | 0 | 0 |  | 0
O.M.1.7.143 | Repeater, RC-43-18-NF-01(12CH),DCS1800 Repeater(12CH,43dBm) | (2114-220) | piece | HW - RC-43-18-NF-01(12CH), [O.M.1.7.143] | HW |  | 5880.06 | 0 | 0 |  | 0
O.M.1.8 | RBS6000 HW to Support Hybrid Configurations & New-Gen RUs
O.M.1.8.1 | Power upgrade kit to v2 6101/6102 single power subrack | (2460-794) | piece | HW - Power upgrade kit to [O.M.1.8.1] | HW |  | 1987.14 | 0 | 0 |  | 0
O.M.1.8.2 | RBS 6101 Upgrade kit to v2, 230 VAC (no BFU, no PSU incl.) | (2460-794) | piece | HW - RBS 6101 Upgrade kit [O.M.1.8.2] | HW |  | 2043.96 | 0 | 0 |  | 0
O.M.1.8.3 | RBS 6102 Upgrade kit to v2 std, 230VAC (no BFU, no PSU incl.) | (2460-794) | piece | HW - RBS 6102 Upgrade kit [O.M.1.8.3] | HW |  | 2764.73 | 0 | 0 |  | 0
O.M.1.8.4 | RBS 6102 Upgrade kit to v2 Step 2, 230VAC (no BFU, no PSU incl.) | (2460-794) | piece | HW - RBS 6102 Upgrade kit [O.M.1.8.4] | HW |  | 192.54 | 0 | 0 |  | 0
O.M.1.8.5 | RBS 6201 Upgrade kit to v3, 230 VAC (no BFU, no PSU incl.) | (2460-794) | piece | HW - RBS 6201 Upgrade kit [O.M.1.8.5] | HW |  | 668.1 | 0 | 0 |  | 0
O.M.1.8.6 | RBS 6101v2 Cabinet, 230 VAC (no RU, no PSU incl.) | (2460-794) | piece | HW - RBS 6101v2 Cabinet, 2 [O.M.1.8.6] | HW |  | 6985.06 | 0 | 0 |  | 0
O.M.1.8.7 | RBS 6102v2 Cabinet for up to 6 RU, 230 VAC (no RU, no PSU incl.) | (2460-794) | piece | HW - RBS 6102v2 Cabinet fo [O.M.1.8.7] | HW |  | 6682.54 | 0 | 0 |  | 0
O.M.1.8.8 | RBS 6102v2 Cabinet for up to 12 RU, 230 VAC (no RU, no PSU incl.) | (2460-794) | piece | HW - RBS 6102v2 Cabinet fo [O.M.1.8.8] | HW |  | 8433.83 | 0 | 0 |  | 0
O.M.1.8.9 | RBS 6201v3 Cabinet for up to 6 RU, 230 VAC (no RU, no PSU incl.) | (2460-794) | piece | HW - RBS 6201v3 Cabinet fo [O.M.1.8.9] | HW |  | 2808.12 | 0 | 0 |  | 0
O.M.1.8.10 | RBS 6201v3 Cabinet for up to 12 RU, 230 VAC (no RU, no PSU incl.) | (2460-794) | piece | HW - RBS 6201v3 Cabinet fo [O.M.1.8.10] | HW |  | 3129.84 | 0 | 0 |  | 0
O.M.1.8.11 | RBS 6301v2 Main Unit, 230 VAC (no Digital Unit, no RRU, no PSU) prep.for 2 DU | (2460-794) | piece | HW - RBS 6301v2 Main Unit, [O.M.1.8.11] | HW |  | 4651.6 | 0 | 0 |  | 0
O.M.1.8.12 | RBS 6601 Main Unit v2, -48 VDC (no Digital Unit) | (2460-794) | piece | HW - RBS 6601 Main Unit v2 [O.M.1.8.12] | HW |  | 1761.03 | 0 | 0 |  | 0
O.M.1.8.13 | 1xBFU, Battery Fuse Unit, 200A | (2460-794) | piece | HW - 1xBFU, Battery Fuse U [O.M.1.8.13] | HW |  | 3143.6 | 0 | 0 |  | 0
O.M.1.8.14 | External battery support 6201 AC V3 | (2460-794) | piece | HW - External battery supp [O.M.1.8.14] | HW |  | 351.84 | 0 | 0 |  | 0
O.M.1.8.15 | External battery support 610x AC V2 | (2460-794) | piece | HW - External battery supp [O.M.1.8.15] | HW |  | 519.09 | 0 | 0 |  | 0
O.M.1.8.16 | Support for second BFU and internal batteries | (2460-794) | piece | HW - Support for second BF [O.M.1.8.16] | HW |  | 377.86 | 0 | 0 |  | 0
O.M.1.8.17 | V2 climate system RBS 61xx, TMR 61xx | (2460-794) | piece | HW - V2 climate system RBS [O.M.1.8.17] | HW |  | 3029.02 | 0 | 0 |  | 0
O.M.1.8.18 | 1 x Surge Protection device for PDU 0104 | (2460-794) | piece | HW - 1 x Surge Protection [O.M.1.8.18] | HW |  | 128.84 | 0 | 0 |  | 0
O.M.1.8.19 | 3 x Surge Protection Device for PDU 0104 | (2460-794) | piece | HW - 3 x Surge Protection [O.M.1.8.19] | HW |  | 385.28 | 0 | 0 |  | 0
O.M.1.8.20 | Remote DC feed start kit (PDU 0104 + 3x SPD) | (2460-794) | piece | HW - Remote DC feed start [O.M.1.8.20] | HW |  | 1160.82 | 0 | 0 |  | 0
O.M.1.8.21 | RBS 6102 second power subrack exp V2. | (2460-794) | piece | HW - RBS 6102 second power [O.M.1.8.21] | HW |  | 787.92 | 0 | 0 |  | 0
O.M.1.8.22 | PCU DC expansion | (2460-794) | piece | HW - PCU DC expansion [O.M.1.8.22] | HW |  | 413.78 | 0 | 0 |  | 0
O.M.1.8.23 | PDU 0104, Power Distribution Unit | (2460-794) | piece | HW - PDU 0104, Power Distr [O.M.1.8.23] | HW |  | 1019.58 | 0 | 0 |  | 0
O.M.1.8.24 | Connection field Hybrid/Main Remote | (2460-794) | piece | HW - Connection field Hybr [O.M.1.8.24] | HW |  | 410.06 | 0 | 0 |  | 0
O.M.1.8.25 | 1xPSU, Power Supply Unit, 230VAC, 2,5kW | (2460-794) | piece | HW - 1xPSU, Power Supply U [O.M.1.8.25] | HW |  | 768.09 | 0 | 0 |  | 0
O.M.1.8.26 | BBU 6102 (No Batteries) | (2114-220) | piece | HW - BBU 6102 (No Batterie [O.M.1.8.26] | HW |  | 4599.96 | 0 | 0 |  | 0
O.M.1.9 | RBS3000 DUW Upgrade Kits
O.M.1.9.1 | Upgrade RBS 3106 with DUW20+DUW30(32UL/32DL/0HS Code) | (2460-794) | piece | HW - Upgrade RBS 3106 with [O.M.1.9.1] | HW |  | 22723.89 | 0 | 0 |  | 0
O.M.1.9.2 | Upgrade RBS 3106 with 2xDUW30(32UL/32DL/0HS Code) | (2460-794) | piece | HW - Upgrade RBS 3106 with [O.M.1.9.2] | HW |  | 26392.64 | 0 | 0 |  | 0
O.M.1.9.3 | Upgrade RBS 3206F with DUW20+DUW30(32UL/32DL/0HS Code) | (2460-794) | piece | HW - Upgrade RBS 3206F wit [O.M.1.9.3] | HW |  | 22723.89 | 0 | 0 |  | 0
O.M.1.9.4 | Upgrade RBS 3206F with 2xDUW30(32UL/32DL/0HS Code) | (2460-794) | piece | HW - Upgrade RBS 3206F wit [O.M.1.9.4] | HW |  | 26392.64 | 0 | 0 |  | 0
O.M.1.10 | Other Misc
O.M.1.10.1 | COW (2G, 3G, LTE) | (2110-730) | lot | HW - COW (2G, 3G, LTE) [O.M.1.10.1] | HW |  | 411549.29 | 0 | 0 | 0 | 0
O.M.2 | SERVICES
O.M.2.1 | Professional Services (for additional DUL) | (2961-737) | lot | SVC - Professional Services [O.M.2.1] | SVC |  | 1689.78 | 0 | 0 |  | 0
O.M.2.2 | Site Coordination (for additional DUL) | (2961-737) | lot | SVC - Site Coordination (fo [O.M.2.2] | SVC |  | 248.14 | 0 | 0 |  | 0
O.M.2.3 | RNC Support for Integration (LTE cosite with 3G) (for additional DUL) | (2961-737) | lot | SVC - RNC Support for Integ [O.M.2.3] | SVC |  | 692.22 | 0 | 0 |  | 0
O.M.2.4 | DUL Insertion (for additional DUL) | (2961-737) | lot | SVC - DUL Insertion (for ad [O.M.2.4] | SVC |  | 1111.74 | 0 | 0 |  | 0
O.M.2.5 | Escort fee (Pvt sites) (for additional DUL) | (2961-737) | lot | SVC - Escort fee (Pvt sites [O.M.2.5] | SVC |  | 238.95 | 0 | 0 |  | 0
O.M.2.6 | Mobilisation of COW - excluding Site Acquisition - Engage trunk - Supply and Install temp fencing and removal after event - Top up fuel for Gen sets - Mobilisation (2 way trip) - Setting up and removal - Installation of antenna and cable (antenna bracket provided by others) - Operation test of Gen set and electrical termination - Erection of Antenna Mast - Shelter Aircon, Power point and Lighting test - Site survey prior of setting up - Installation of MW system inclusive of alignment, Source using existing pole and cable support | (2961-737) | lot | SVC - Mobilisation of COW - [O.M.2.6] | SVC |  | 46409.46 | 0 | 0 |  | 0
O.M.2.7 | Yearly Maintenance - 2 times yearly: Aircon, Generator, Mast - Yearly Low Bed inspection: Remove shelter, Mast Aircon, Fuel tank and misc from the Low Bed and reinstalled after inspection including functional check | (2961-737) | lot | SVC - Yearly Maintenance - [O.M.2.7] | SVC |  | 40556.22 | 0 | 0 |  | 0
O.M.2.8 | Express Air Freight charges for LTE200 sites | (2961-737) | lot | SVC - Express Air Freight c [O.M.2.8] | SVC |  | 79911.6 | 0 | 0 | 79911.6 | 0
Gross Total for Hardware and Software
Total Incentives, excluding Enhanced Payment Terms Incentive
Enhanced Payment Terms Incentive (7%)
Net Total for Hardware and Software after all incentives
Gross Total for Services
Total Incentives, excluding Enhanced Payment Terms Incentive
Enhanced Payment Terms Incentive (7%)
Net Total for Services after all incentives
Grand Net Total after all incentives